## Feuil1
Français | Anglais | Puiss KW | Poid Kg | Self | BE | PG | Kit Fly | FLY CASE VIDE | MONTE DE LAMPE | LENTILLE |  | WWW
BALLAST
|  | Puiss | Poids | Self | ELEC | P-GEM |  |  | MONTE DE LAMPE | LENTILLE
PROJECTEUR A LED | LED FIXTURE
ALADIN | ALADIN
A-LITE | A-LITE
BI-FOLD | BI-FOLD
BI-FLEX 1 | BI-FLEX 1
BI-FLEX 2 | BI-FLEX 2
BI-FLEX 4 | BI-FLEX 4
DESK-LITE | DESK-LITE
EYE-LITE | EYE-LITE
FOOT-LITE | FOOT-LITE
FLEX-LITE 1 | FLEX-LITE 1
GENIE-LITE | GENIE-LITE
ARRI | ARRI
L5-C | L5-C
L5-TT | L5-TT
L5-DT | L5-DT
L7-C | L7-C | 0.22 | 10.9
L7-TT | L7-TT | 0.22 | 10.9
L7-DT | L7-DT | 0.22 | 10.9
L10-C | L10-C
L10-TT | L10-TT
L10-DT | L10-DT
SKYPANEL30-C | SKYPANEL30-C
SKYPANEL30-RP | SKYPANEL30-RP
SKYPANEL60-C | SKYPANEL60-C
SKYPANEL60-RP | SKYPANEL60-RP
S120-C | S120-C
SKYPANEL360 | SKYPANEL360
ORBITER | ORBITER
SkyPanel Remote | SkyPanel Remote
ASTERA | ASTERA
HYPERION | HYPERION | 0.144 | 0.76
AX 1 | AX 1 | 0.028 | 1
TITAN | TITAN | 0.072 | 1.34
HELIOS | HELIOS | 0.036 | 0.76
AX3 | AX3 | 0.015 | 0.67
AX5 | AX5 | 0.045 | 3.4
AX10 | AX10 | 0.135 | 7.98
APUTURE | APUTURE
Led kit for phone | Led kit for phone
STORM 600CPRO | STORM 600cPRO
STORM 600DPRO | STORM 600DPRO
STORM 600XPRO | STORM 600XPRO | 0.04 | 2.2
STORM 1200DPRO | STORM 1200DPRO
CREAM SOURCE | CREAM SOURCE
MICRO | MICRO | 0.08 | 2.5
MINI+ | MINI+ | 0.15 | 5.2
MINI BENDER | MINI BENDER | 0.155 | 5.2
CLASSIC | CLASSIC | 0.4 | 9.4
DOPPIO+ | DOPPIO+ | 0.35 | 9.4
BENDER | BENDER | 0.4 | 9.4
SKY | SKY | 1.2 | 23
VORTEX 8 | VORTEX 8 | 0.65 | 15.68
VORTEX 4 | VORTEX 4 | 0.375 | 11.62
DIGITAL SPUTNIK | DIGITAL SPUTNIK
DIGITAL SPUTNIK DS1 | DIGITAL SPUTNIK DS1
DIGITAL SPUTNIK DS3 | DIGITAL SPUTNIK DS3
DIGITAL SPUTNIK DS6 | DIGITAL SPUTNIK DS6
VOYAGER SMART LIGHT | VOYAGER SMART LIGHT | 0.04 | 2.2
DMG | DMG
SL1 JOUR | SL1 DAYLIGHT
SL1 ARTIF | SL1 TUNGSTEN
SL1 SWITCH | SL1 SWITCH
SL MIX | SL MIX
Maxi MIX | Maxi MIX
Mini MIX | Mini MIX
FIILEX | FIILEX
Matrix | Matrix
Q1000 | Q1000
Q500-DC | Q500-DC
Q500-AC | Q500-AC
P360EX | P360EX
P360 | P360
P200 | P200
P180E | P180E
P100 | P100
AL250 | AL250
V70 | V70
K 5600 | K 5600
ALPHA 300 | ALPHA 300 | 0.3 | 5.4
JOKER | JOKER | 0.3 | 3.6
|  | 1.3 | 4.6
KINO FLOW | KINO FLOW
Celeb 201 DMX | Celeb 201 DMX
Celeb 401 DMX | Celeb 401 DMX
Celeb 401Q DMX | Celeb 401Q DMX
Diva-Lite 20/30 DMX | Diva-Lite 20/30 DMX
Select 30/20 DMX | Select 30/20 DMX
Select 30/20 DMX | Select 30/20 DMX
FREE STYLE 41 | FREE STYLE 41 | 0.15 | 7
FREE STYLE 31 | FREE STYLE 31 | 0.15 | 7
FREE STYLE 21 | FREE STYLE 21 | 0.15 | 5
LIGHTSTAR | LIGHTSTAR
LUXED 12 | LUXED 12 | 2.16 | 50
LUXED 9 | LUXED 9 | 1.62 | 39
LUXED 6 | LUXED 6 | 1.08 | 33
LUXED 4 | LUXED 4 | 0.72 | 24
LUXED 2 | LUXED 2 | 0.36 | 4
LUXED 1 | LUXED 1 | 0.18 | 4
LITE GEAR | LITE GEAR
LITE TILE Plus 8 | LITE TILE Plus 8 | 0.4 | 3.6
LITE TILE Plus 4 | LITE TILE Plus 4 | 0.2 | 1.8
LITE MAT 1 S2 | LITE MAT 1 S2 | 0.05 | 1.1
LITE MAT 2 S2 | LITE MAT 2 S2 | 0.1 | 1.6
LITE MAT 2L S2 | LITE MAT 2L S2 | 0.1 | 1.6
LITE MAT 3 S2 | LITE MAT 3 S2 | 0.15 | 2.1
LITE MAT 4 S2 | LITE MAT 4 S2 | 0.2 | 2.6
LITE MAT 4 SPECTRUM | LITE MAT 4 SPECTRUM | 0.2 | 3.4
LITE MAT 3 SPECTRUM | LITE MAT 3 SPECTRUM | 0.15 | 3.4
LITE MAT 2 SPECTRUM | LITE MAT 2 SPECTRUM | 0.1 | 3.4
LITE MAT 2L SPECTRUM | LITE MAT 2L SPECTRUM | 0.1 | 3.4
LITE PANEL | LITE PANEL
LITE PANEL SERIE 30x30 Standard | LITE PANEL 1x1 series Standard | 0.045 | 1.4
LITE PANEL SERIE 30x30 BI Color | LITE PANEL 1x1 series BI Color | 0.045 | 1.4
LITE PANEL SERIE 30x30 BI Focus | LITE PANEL 1x1 series BI Focus | 0.045 | 1.4
LITE PANEL SERIE 30x30 Low Profile | LITE PANEL 1x1 series Low Profile | 0.045 | 1.4
LITE PANEL SERIE 30x30 Super Spot | LITE PANEL 1x1 series Super Spot | 0.045 | 1.4
LITE PANEL CHROMA | LITE PANEL CHROMA |  | 0.34
LITE PANELS MINI PLUS | LITE PANELS | 0.06 | 0.3
RING LITE LED MINI | RING LITE LED | 0.04 | 1.6
RING LITE LED CINEMA | RING LITE LED CINEMA | 0.07 | 2.5
SOLA 4 | SOLA 4 | 0.03 | 0.65
SOLA 6 | SOLA 6 | 0.075 | 2.7
SOLA ENG | SOLA ENG | 0.03 | 0.3
LITE PANEL HILIO | LITE PANEL HILIO | 0.115 | 5.9
NILA | NILA
NILA BOXER | NILA BOXER
NILA VARSA | NILA VARSA
NILA ZAILA | NILA ZAILA
NILA ARINA | NILA ARINA
ROSCO | ROSCO
KIT ROSCO LITE PAD | KIT ROSCO LITE PAD |  | 16.3
HMI | HMI
HMI CINEPAR | DISCHARGING LIGHTING CINEPAR
ARRI | ARRI
Arrimax 12/18kw | Arri Arrimax 12/18kw | 18 | 65 | 137 | 64 | 55
Arri M90 | Arri M90 | 9 | 39.5 |  | 28
ArriSun 12kw | Arri Arrisun 12kw | 12 | 46.3 | 90 | 43 | 51
ArriSun 6kw | Arri Arrisun 6kw | 6 | 28.1 | 85 | 21.7 | 30
ArriSun 4kw | ArriSun 4kw | 4 | 23 | 40 | 21 | 15.6
ArriSun 2,5/4kw | Arri Arrisun 2,5/4kw | 4 | 23 | 40 | 21 | 15.6
Arri M40/25 | Arri M40/25 | 4 | 19 | 40 | 21 | 15.6
Baby Max M18 | Arri M18 Babymax | 1.8 | 13.5 | 18 | 7 | 7.5
Arri M8 | Arri M8 | 0.8
ArriSun 1200w | Arri Arrisun 1200w | 1.2 | 12.3 | 18 | 7 | 7
ArriSun 400/575w | Arri Arrisun 400/575w | 0.575 | 5.4 | 10 | 2.6 | 3.5
ArriSun 125/200w | Arri Arrisun 125/200w | 0.2 | 2.6 | 7 | 2.3 | 1.86
Pocket Par 400w | Arri Pocket Par 400w | 0.4 | 2.8 | 10 | 2.6 | 3.5 | 26
Pocket Par 200w | Arri Pocket Par 200w | 0.2 | 2.1 | 7 | 2.3 | 1.86 | 13
Pocket Par 125w | Arri Pocket Par 125w | 0.125 | 0.9 | 7 | 2.3 | 1.86 | 13
LTM | LTM
Cinepar 12/18kw LTM | LTM Cinepar 12/18kw | 18 | 59 | 137 | 50 | 55
Cinepar 6/12kw LTM | LTM Cinepar 6/12kw | 12 | 34.5 | 137 | 50 | 51
Cinepar 6kw LTM | LTM Cinepar 6kw | 6 | 27 | 90 | 30 | 30
Cinepar 4kw LTM | LTM Cinepar 4kw | 4 | 18 | 85 | 19 | 15.6
Cinepar 2,5/4kw LTM | LTM Cinepar 2,5/4kw | 4 | 18 | 85 | 19 | 15.6
Cinepar 2,5kw LTM | LTM Cinepar 2,5kw | 2.5 | 15.6 | 40 | 19 | 13.5
Cinepar 1200w focalisable LTM | LTM Cinepar focal 1200w | 1.2 | 8 | 18 | 9 | 7
Cinepar 1200w LTM | LTM Cinepar 1200w | 1.2 | 8 | 18 | 9 | 7
Cinepar 575w LTM | LTM Cinepar575w | 0.575 | 3.5 | 10 | 3.8 | 3.5
Cinepar 400w LTM | LTM Cinepar 400w | 0.4 | 1.5 | 10 | 3.8 | 3.5
Cinepar 200w LTM | LTM Cinepar 200w | 0.2 | 1.5 | 7 | 2 | 1.86
DESISTI | DESISTI
Remington 6/12kw | Desisti Remington 6/12kw | 12 | 45.7 | 137 | 44.9 | 51
Remington 6kw | Desisti Remington 6kw | 6 | 29.2 | 90 | 24.5 | 30
Remington 2,5/4kw | Desisti Remington 2,5/4kw | 4 | 21 | 85 | 22 | 15.6
Remington 1200w | Desisti Remington 1200w | 1.2 | 13 | 18 | 9.5 | 7
Remington 575w | Desisti Remington 575w | 0.575 | 6.5 | 10 | 3.5 | 3.5
AUTRES approximation | OTHERS approximate
CINEPAR 12 KW | CINEPAR 12 KW | 12 | 30 | 90 | 62 | 51
CINEPAR 6 KW | CINEPAR 6 KW | 6 | 22 | 85 | 35 | 30
CINEPAR 4 KW | CINEPAR 4 KW | 4 | 18 | 85 | 20.5 | 15.6
CINEPAR 2.5 KW | CINEPAR 2.5 KW | 2.5 | 15 | 40 | 20.5 | 13.5
CINEPAR 1200 W | CINEPAR 1200 W | 1.2 | 9 | 17 | 5.1 | 7
CINEPAR 575 W | CINEPAR 575 W | 0.575 | 3.1 | 11 | 5.1 | 3.5
CINEPAR 200 W | CINEPAR 200 W | 0.2 | 1.2 | 7 | 2.2 | 1.86
K 5600 | K 5600
JOKER 1200 W | JOKER 1200 W | 1.2 | 3.2 | 17 | 5.1
JOKER 800W | JOKER 800W | 0.8 | 2.8 | 12 | 4.4 |  | 19.5
JOKER 400 W | JOKER 400 W | 0.4 | 1.7 | 10 | 2.2 |  | 14
JOKER 200 W | JOKER 200 W | 0.2 | 1.65 | 7 | 2 |  | 12
JOKER BUG 1600W | JOKER BUG 1600W | 1.6 | 6.7 |  | 6 |  | 30
JOKER BUGLITE 800 W | JOKER BUGLITE 800 W | 0.8 | 2.8 | 12 | 4.4 |  | 19.5
JOKER BUGLITE 400 W | JOKER BUGLITE 400 W | 0.4 | 1.7 | 10 | 2.2 |  | 14
JOKER BUGLITE 200 W | JOKER BUGLITE 200 W | 0.2 | 1.65 | 7 | 2 |  | 12
HMI LUXARC/FRESNEL | DISCHARGING LIGHTING LUXARC
K 5600 | K 5600
ALPHA 18kw K5600 | K5600 ALPHA 18 kw | 18 | 58 | 137 | 50 | 55
Alpha 4kw K5600 | K5600 ALPHA 2,5/4 kw | 4 | 21.5 | 85 | 19 | 15.6
Alpha 1600W | K5600 Alpha 1600W | 1.6 | 9.5 |  | 6
Alpha 800w | Alpha 800w | 0.8 | 5.4 |  | 6
Alpha 200w | Alpha 200w | 0.2 | 2.3
Black Jack 400w | K5600 Black Jack 400w | 0.4 | 5.8 | 10 | 2.2 | 3.5
Alpha 9kw |  | 9 | 40 |  | 25
LTM | LTM
Luxarc 12/18kw LTM | LTM Luxarc 12/18kw | 18 | 65 | 137 | 50 | 55
Prolight 12/18kw LTM | LTM Prolight 12/18kw | 18 | 65 | 137 | 50 | 55
Prolight 6/12kw LTM | LTM Prolight 6/12kw | 12 | 37 | 137 | 50 | 51
Prolight 6000w LTM | LTM Prolight 6000w | 6 | 37 | 90 | 30 | 30
Prolight 4000w LTM | LTM Prolight 4000w | 4 | 25.8 | 85 | 19 | 15.6
Prolight 2500w LTM | LTM Prolight 2500w | 2.5 | 21.5 | 40 | 19 | 15.6
Prolight 1200w LTM | LTM Prolight 1200w | 1.2 | 8.5 | 18 | 9 | 13.5
Prolight 575w LTM | LTM Prolight 575w | 0.575 | 5.4 | 10 | 3.8 | 3.5
Prolight 400w LTM | LTM Prolight 400w | 0.4 | 3.5 | 10 | 3.8 | 3.5
Prolight 125w/200w LTM | LTM Prolight 125/200w | 0.2 | 2.4 | 7 | 2 | 1.86
ARRI | ARRI
Daylight 12/18kw | Arri Daylight 12/18kw | 18 | 70 | 137 | 64 | 55
Compact 12000w Arri | Arri Compact 12000w | 12 | 59 | 137 | 43.1 | 51
Compact 6000w Arri | Arri Compact 6000w | 6 | 34.9 | 90 | 21.7 | 51
Compact 4000w Arri | Arri Compact 4000w | 4 | 22.2 | 85 | 21 | 30
Compact 2500w Arri | Arri Compact 2500w | 2.5 | 17.2 | 40 | 21 | 15.6
Compact 1200w Arri | Arri Compact 1200w | 1.2 | 10 | 18 | 7 | 13.5
Compact 575w Arri | Arri Compact 575w | 0.575 | 7.9 | 10 | 2.6 | 3.5
Compact 200w Arri | Arri Compact 200w | 0.2 | 2.5 | 10 | 2.3 | 1.86
Compact 125w Arri | Arri Compact 125w | 0.125 | 2 | 7 | 2.3 | 1.86
DESISTI | DESISTI
Rembrandt 12/18kw | Desisti Rembrandt 12/18kw | 18 | 70.85 | 137 | 46.9 | 55
Rembrandt 6/12kw | Desisti Rembrandt 6/12kw | 12 | 45.9 | 137 | 44.9 | 51
Rembrandt 6kw | Desisti Rembrandt 6kw | 6 | 28.6 | 90 | 24.5 | 30
Rembrandt 2,5/4kw | Desisti Rembrandt 2,5/4kw | 4 | 21 | 85 | 21.5 | 15.6
Rembrandt 1,2/2,5kw | Desisti Rembrandt 1,2/2,5kw | 2.5 | 14.3 | 40 | 18 | 13.5
Rembrandt 1200w | Desisti Rembrandt 1200w | 1.2 | 9 | 18 | 9.5 | 7
Rembrandt 575w | Desisti Rembrandt 575w | 0.575 | 5.8 | 10 | 3.5 | 3.5
Rembrandt 200w | Desisti Rembrandt 200w | 0.2 | 2.2 | 7 | 2.3 | 1.86
AUTRES approximation | OTHERS approximate
18 KW Luxarc | 18 KW Luxarc | 18 | 65 | 140 | 70 | 55
12 KW Luxarc | 12 KW Luxarc | 12 | 60 | 90 | 62 | 51
6 KW Luxarc | 6 KW Luxarc | 6 | 57 | 85 | 35 | 30
4 KW Luxarc | 4 KW Luxarc | 4 | 37 | 85 | 20.5 | 15.6
2.5KW Luxarc | 2.5KW Luxarc | 2.5 | 33 | 40 | 20.5 | 13.5
1200 W Luxarc | 1200 W Luxarc | 1.2 | 11 | 17 | 5.1 | 7
575 W Luxarc | 575 W Luxarc | 0.575 | 6 | 11 | 5.1 | 3.5
HMI SOFT | DISCHARGING LIGHTING SOFT
ARRI | ARRI
Arri X60 soft 6kw | Arri X60 soft 6kw | 6 | 34.5 | 85 | 21.7 | 30
Arri X40/25 soft 2,5/4kw | Arri X40/25 soft 2,5/4kw | 4 | 20 | 40 | 21 | 15.6
Arri X12 soft 1200w | Arri X12 soft 1200w | 1.2 | 14.5 | 18 | 7 | 7
Arri X5 soft 400/575w | Arri X5 soft 400/575w | 0.575 | 7.5 | 10 | 2.6 | 3.5
Arri X2 soft 200w | Arri X2 soft 200w | 0.2 | 3.2 | 7 | 2.3 | 1.86
DESISTI | DESISTI
GOYA 6/12 KW | GOYA 6/12 KW | 12 | 43 | 137 | 45 | 51
GOYA 2,5/4kw | GOYA 2,5/4kw | 4 | 17 | 40 | 20.5 | 15.6
GOYA 1200 | GOYA 1200 | 1.2 | 8.8 | 17 | 9.5 | 7
GOYA 575w | GOYA 575w | 0.575 | 4.58 | 17 | 3.49 | 3.5
GOYA 400 | GOYA 400 | 0.4 | 3.31 | 17 | 2.59 | 3.5
RAFFAELLO 6000 W | RAFFAELLO 6000 W | 6 | 20
RAFFAELLO 4000 W | RAFFAELLO 4000 W | 4 | 20
RAFFAELLO 2500 W | RAFFAELLO 2500 W | 2.5 | 20 | 40 | 20.5 | 13.5
RAFFAELLO 1200 W | RAFFAELLO 1200 W | 1.2 | 11 | 17 | 5.1 | 7
RAFFAELLO 575 W | RAFFAELLO 575 W | 0.575 | 9.5 | 17 | 5.1 | 3.5
LTM | LTM
SOFTARC 1200 W LTM | SOFTARC 1200 W LTM | 1.2 | 13.5 | 17 | 5.1 | 7
SOFTARC 575 W LTM | SOFTARC 575 W LTM | 0.575 | 8 | 17 | 5.1 | 3.5
QUARTZCOLOR | QUARTZCOLOR
SHAULA 2500 HMI | SHAULA 2500 HMI | 2.5 | 4.8 | 40 | 20.5 | 13.5
SHAULA 1200 HMI | SHAULA 1200 HMI | 1.2 | 4.8 | 17 | 5.1 | 7
SHAULA 575 HMI | SHAULA 575 HMI | 0.575 | 4.8 | 17 | 5.1 | 3.5
KIKO POWER MOON 4KW | KIKO POWER MOON 4KW | 4 | 8 | 85 | 20.5 | 15.6
AUTRES approximation | OTHERS approximate
AMBIARC 2500 W | AMBIARC 2500 W | 2.5 | 25 | 40 | 20.5 | 13.5
AMBIARC 1200 W | AMBIARC 1200 W | 1.2 | 12 | 17 | 5.1 | 7
AMBIARC 575 W | AMBIARC 575 W | 0.575 | 9 | 11 | 5.1 | 3.5
AMBIARC 200 W | AMBIARC 200 W | 0.2 | 15 | 7 | 2.3 | 1.86
TOP HAT 575 HMI | TOP HAT 575 HMI | 0.575 | 8 | 17 | 5.1 | 3.5
AURASOFT 4000 | AURASOFT 4000 | 4 | 16 | 85 | 20.5 | 30
AURASOFT 2500 | AURASOFT 2500 | 2.5 | 16 | 40 | 20.5 | 13.5
AURASOFT 1200w | AURASOFT 1200w | 1.2 | 14 | 17 | 5.1 | 7
SOFT 2500 | SOFT 2500 | 2.5 | 23 | 40 | 20.5 | 13.5
SOFT 1200 | SOFT 1200 | 1.2 | 11 | 17 | 5.1 | 7
SOFT 575 | SOFT 575 | 0.575 | 9.5 | 17 | 5.1 | 3.5
ACCESSOIRES POUR HMI | HMI FIXTURE ACCESSORIES
K5600 | K5600
SPACE BEAM ALPHA 4 | SPACE BEAM ALPHA 4
SPACE LIGHT ALPHA 4 | SPACE LIGHT ALPHA 4
BIG EYE POUR JOKER BUG | BIG EYE POUR JOKER BUG
SOFT TUBE 200 | SOFT TUBE 200
SOFT TUBE 400 | SOFT TUBE 400
SOFT TUBE 800 | SOFT TUBE 800
MULTI BUG SPEED RING | MULTI BUG SPEED RING
BUG A BEAM 400 | BUG A BEAM 400
BUG A BEAM 800 | BUG A BEAM 800
ARRI | ARRI
ARRI 125W LIGHT PIPE (pour pocket par) | ARRI 125W LIGHT PIPE (pour pocket par)
ARRI 200W LIGHT PIPE | ARRI 200W LIGHT PIPE
ARRI 400W LIGHT PIPE | ARRI 400W LIGHT PIPE
ARRI LIQUIDE LIGHT TUBE 1m50 | ARRI LIQUIDE LIGHT TUBE 1m50
BALAST POWERGEMS | POWERGEMS BALAST
POWERGEMS 200w | POWERGEMS 200w |  |  |  |  | 1.86
POWERGEMS 400/575w | POWERGEMS 400/575w |  |  |  |  | 3.5
POWERGEMS 575w | POWERGEMS 575w |  |  |  |  | 3.5
POWERGEMS 575/1200w | POWERGEMS 575/1200w |  |  |  |  | 7
POWERGEMS 575/1200/ 1800W | POWERGEMS 575/1200/ 1800W |  |  |  |  | 7.5
POWERGEMS 1,2/2,5kw | POWERGEMS 1,2/2,5kw |  |  |  |  | 13.5
POWERGEMS 2,5/4kw | POWERGEMS 2,5/4kw |  |  |  |  | 15.6
POWERGEMS 4/6kw | POWERGEMS 4/6kw |  |  |  |  | 30
POWERGEMS 6/12kw | POWERGEMS 6/12kw |  |  |  |  | 51
POWERGEMS 12/18kw | POWERGEMS 12/18kw |  |  |  |  | 55
POWERGEMS 6/12/18kw | POWERGEMS 6/12/18kw |  |  |  |  | 55
SPECIAL | LIGHTING SPECIAL
XENON 7KW | XENON 7KW | 7 | 77 |  | 80
XENON 4 KW | XENON 4 KW | 4 | 65 |  | 70
ARC 225 | BRUTE 225A DC
SOFTSUN 100 KW XENON | SOFTSUN100 KW XENON | 100 | 145 |  | 200 | [6 empty] | http://www.luminyscorp.com/pdf/softsun/SoftSonBrch.pdf
SOFTSUN 50 KW XENON | SOFTSUN50 KW XENON | 50 | 95 |  | 200 | [6 empty] | http://www.luminyscorp.com/pdf/softsun/SoftSonBrch.pdf
SOFTSUN 3.3 KW XENON | SOFTSUN3.3 KW XENON | 4 | 11 |  | 13 | [6 empty] | http://www.luminyscorp.com/pdf/softsun/SoftSonBrch.pdf
SOFTSUN 3,6KW CYLINDERLIGHT XENON | SOFTSUN 3,6KW CYLINDERLIGHT XENON | 4 | 9 |  | 13 | [6 empty] | http://www.luminyscorp.com/pdf/softsun/SoftSonBrch.pdf
SOFTSUN 3,5KW PARABOLIC XENON | SOFTSUN 3,5KW PARABOLIC XENON | 4 | 9 |  | 13 | [6 empty] | http://www.luminyscorp.com/pdf/softsun/SoftSonBrch.pdf
MOLE BEAM 12KW | MOLE BEAM 12KW | 12 |  | 137 | 44.9 | 51
MÔLE BEAM 2,5/4Kw | MÔLE BEAM 4Kw | 4 | 13 | 85 | 21.5 | 15.6
MÔLE BEAM 1,2Kw | MÔLE BEAM 2.5Kw | 2.5 | 13 | 40 | 18 | 13.5
BALLON HELIUM 2.5KW HMI | HELIUM BALLOON 2.5KW HMI | 2.5 |  | 40 | 18 | 13.5
BALLON HELIUM 1.2KW HMI | HELIUM BALLOON 1.2KW HMI | 1.2 |  | 17 | 5.1 | 7
SQUARRED BALLOON 12 x 12 | SQUARRED BALLOON 12 x 12 | 0.7 |  | 12 | 4.4
LIGHTING STRIKE 1 MEGA WATT | LIGHTING STRIKE 1 MEGA WATT | [10 empty] | http://www.luminyscorp.com/pdf/lightningstrike/LightningStrikes-Brochure.pdf
LIGHTING STRIKE 500K | LIGHTING STRIKE 500K | 500 | 29 |  | 80 | [6 empty] | http://www.luminyscorp.com/pdf/lightningstrike/LightningStrikes-Brochure.pdf
LIGHTING STRIKE 250K | LIGHTING STRIKE 250K | 250 | 25 |  | 45 | [6 empty] | http://www.luminyscorp.com/pdf/lightningstrike/LightningStrikes-Brochure.pdf
LIGHTING STRIKE 70K | LIGHTING STRIKE 70K | 70 | 15 |  | 25 | [6 empty] | http://www.luminyscorp.com/pdf/lightningstrike/LightningStrikes-Brochure.pdf
LIGHTING STRIKE 40K | LIGHTING STRIKE 40K | 40 | 14 |  | 20 | [6 empty] | http://www.luminyscorp.com/pdf/lightningstrike/LightningStrikes-Brochure.pdf
LIGHTING STRIKE 25K | LIGHTING STRIKE 25K | 25 | 11 |  | 20 | [6 empty] | http://www.luminyscorp.com/pdf/lightningstrike/LightningStrikes-Brochure.pdf
LUMINYS LAB LIGHT 30K | LUMINYS LAB LIGHT 30K | 30 | 15 |  | 280
GAFF AIR 800 HMI | GAFF AIR 800 HMI | 0.8 |  | 12 | 4.4
GAFF AIR1200 HMI | GAFF AIR1200 HMI | 1.2 |  | 17 | 5.1 | 7
BAG-O-LIGHT 6Kw | BAG-O-LIGHT 6Kw | 6 |  | 85 | 21.7 | 30
BAG-O-LIGHT 4Kw | BAG-O-LIGHT 4Kw | 4 |  | 40 | 21 | 15.6
DAYCAM 18 W | DAYCAM 18 W | 0.018 | 0.5
CINE 24 W | CINE 24 W | 0.024 | 0.9
PROJECTEUR HAUTE VITESSE | HIGH SPEED LUMINAIRES
POWER GEM LU400P 4KW PAR | POWER GEM LU400P 4KW PAR | 8 | 19.5 |  | 30 | 30
POWERGEMS SOFT LIGHT 4KW LU400FS | POWERGEMS SOFT LIGHT 4KW LU400FS | 8 | 21.5 |  | 30 | 30
POWERGEMS SOFT LIGHT 4KW LU400FA | POWERGEMS SOFT LIGHT 4KW LU400FA | 8 | 21.5 |  | 30 | 30
VAPEUR DE SODIUM | SODIUM VAPOR
SODIUM 50W | SODIUM 50W | 0.05
SODIUM 150W | SODIUM 150W | 0.15
SODIUM 1000W | SODIUM 1000W | 1
BAC SODIUM 400W | STREET SODIUM 400W | 0.4
BAC MERCURE 400W | STREET MERCURY 400W | 0.4
BAC SODIUM 1000W | STREET SODIUM 1000W | 1
BRIEZE LIGHT | BRIEZE LIGHT
BRIEZE LIGHT FOCUS 44 | BRIEZE LIGHT FOCUS 44 | 1.2 | 5.2 |  | 13.5 | [6 empty] | http://www.solalights.com/light
BRIEZE LIGHT FOCUS 77 1200w | BRIEZE LIGHT FOCUS 77 1200w | 1.2 | 7.8 |  | 13.5 | [6 empty] | http://www.solalights.com/light
BRIEZE LIGHT FOCUS 100 1200w | BRIEZE LIGHT FOCUS 100 1200w | 1.2 | 7.8 |  | 13.5 | [6 empty] | http://www.solalights.com/light
BRIEZE LIGHT FOCUS 100 2500W | BRIEZE LIGHT FOCUS 100 2500W | 2.5 | 7.8 |  | 13.5 | [6 empty] | http://www.solalights.com/light
BRIEZE LIGHT FOCUS 140 1200W | BRIEZE LIGHT FOCUS 140 1200W | 1.2 | 8.2 |  | 13.5 | [6 empty] | http://www.solalights.com/light
BRIEZE LIGHT FOCUS 140 2500W | BRIEZE LIGHT FOCUS 140 2500W | 2.5 | 8.2 |  | 13.5 | [6 empty] | http://www.solalights.com/light
BRIEZE LIGHT FOCUS 180 1200W | BRIEZE LIGHT FOCUS 180 1200W | 1.2 | 9.4 |  | 13.5 | [6 empty] | http://www.solalights.com/light
BRIEZE LIGHT FOCUS 180 2500W | BRIEZE LIGHT FOCUS 180 2500W | 2.5 | 9.4 |  | 15.6 | [6 empty] | http://www.solalights.com/light
BRIEZE LIGHT FOCUS 180 4000W | BRIEZE LIGHT FOCUS 180 4000W | 4 | 9.4 |  | 15.6 | [6 empty] | http://www.solalights.com/light
BRIEZE LIGHT FOCUS 220 1200W | BRIEZE LIGHT FOCUS 220 1200W | 1.2 | 10.4 |  | 13.5 | [6 empty] | http://www.solalights.com/light
BRIEZE LIGHT FOCUS 220 2500W | BRIEZE LIGHT FOCUS 220 2500W | 2.5 | 10.4 |  | 15.6 | [6 empty] | http://www.solalights.com/light
BRIEZE LIGHT FOCUS 220 4000W | BRIEZE LIGHT FOCUS 220 4000W | 4 | 10.4 |  | 15.6 | [6 empty] | http://www.solalights.com/light
BRIEZE LIGHT FOCUS 330 1200W | BRIEZE LIGHT FOCUS 330 1200W | 1.2 | 16.4 |  | 13.5 | [6 empty] | http://www.solalights.com/light
BRIEZE LIGHT FOCUS 330 2500W | BRIEZE LIGHT FOCUS 330 2500W | 2.5 | 16.4 |  | 15.6 | [6 empty] | http://www.solalights.com/light
BRIEZE LIGHT FOCUS 330 4000W | BRIEZE LIGHT FOCUS 330 4000W | 4 | 16.4 |  | 15.6 | [6 empty] | http://www.solalights.com/light
BRIEZE LIGHT DOWN-LIGHT 1200W | BRIEZE LIGHT DOWN-LIGHT 1200W | 1.2 | 6.1 |  | 13.5 | [6 empty] | http://www.solalights.com/light
BRIEZE LIGHT DOWN-LIGHT 2500W | BRIEZE LIGHT DOWN-LIGHT 2500W | 2.5 | 6.1 |  | 15.6 | [6 empty] | http://www.solalights.com/light
BRIEZE LIGHT SUN 1200W | BRIEZE LIGHT SUN 1200W | 1.2 | 6.7 |  | 13.5 | [6 empty] | http://www.solalights.com/light
BRIEZE LIGHT SUN 2500W | BRIEZE LIGHT SUN 2500W | 2.5 | 6.7 |  | 13.5 | [6 empty] | http://www.solalights.com/light
TUNGSTENE | TUNGSTEN
CINEPAR TUNGSTEN
MOLE CINEPAR 5KW | MOLE CINEPAR 5KW | 5
K5600 BUG 2KW | K5600 BUG 2KW | 2
PROJECTEUR FRESNEL | FRESNEL LIGHTING | [9 empty] | Taille lentille
SUPER LEO 20-24KW | SUPER LEO 20-24KW | 24 | 56
ALTMAN | ALTMAN
Altman 300L | Altman 300L
Altman 650L | Altman 650L
Altman 1000L | Altman 1000L
Altman Studio 1K | Altman Studio 1K
Altman 2000L | Altman 2000L
Altman Studio 2K | Altman Studio 2K
Altman 5000L | Altman 5000L
Altman Studio 5K | Altman Studio 5K
ARRI | ARRI
Arri 300W | Arri 300W
Arri 650w | Arri 650w
Arri 1000w | Arri 1000w
Arri Studio 1K | Arri Studio 1K
Arri 2000w | Arri 2000w
Arri Studio 2K | Arri Studio 2K
Arri 5000w | Arri 5000w
Arri Studio 5K | Arri Studio 5K
Arri Studio 10/12k | Arri Studio 10/12k
LT 20 KW +Télécom+Grada | LT 20 KW +Remote cable+Dimmer | 20 | 66
SUPER LEO 10-12KW | SUPER LEO 10-12KW | 12 | 44.3
PICOLO 10/12KW | PICOLO 10/12KW | 12 | 28.9
VEGA 10 KW | VEGA 10 KW | 10 | 22
LEONARDO 5KW | LEONARDO 5KW | 5
FRESNEL 5 KW SF | FRESNEL 5 KW SF | 5 | 14
POLLUX 2,5 / 5 KW | POLLUX 2,5 / 5 KW | 5 | 14
FRESNEL 2 KW SF | FRESNEL 2 KW SF | 2 | 9
CASTOR 1,2 / 2,5 KW | CASTOR 1,2 / 2,5 KW | 2.5 | 12
FRESNEL 1000 W | FRESNEL 1000 W | 1 | 6
FRESNEL 650 W | FRESNEL 650 W | 0.65 | 5
FRESNEL 500 W | FRESNEL 500 W | 0.5 | 1.5
MAGIS 500 W | MAGIS 500 W | 0.5 | 6
FRESNEL 300 W | FRESNEL 300 W | 0.3 | 1.5
LT 150 W | LT 150 W | 0.15 | 1.2
PROJECTEUR D'AMBIANCE | AMBIANT LIGHTING
MANDARINE 800 W | READHEAD 800 W | 0.8 | 2
BLONDE 2 KW | BLONDE 2 KW | 2 | 3.1
QUARTZ 5KW LTM | QUARTZ 5KW LTM | 5
QUARTZ 10KW LTM | QUARTZ 10KW LTM | 10
PINCE BOL | CLIP ON BASHER | 0.5 | 1.5
TOTALIGHT | TOTALIGHT | 1
AMBIANCE 10 KW LTM | AMBIANCE 10 KW LTM | 10 | 13
AMBIANCE 5 KW LTM | AMBIANCE 5 KW LTM | 5 | 12
RENOIR 5 KW | RENOIR 5 KW | 5
AMBIANCE 2 KW LTM | AMBIANCE 2 KW LTM | 2 | 10
SPACE LIGHT 6KW | SPACE LIGHT 6KW | 6 | 14
SPACE LIGHT 4,8KW | SPACE LIGHT 4,8KW | 4.8
SPACE LIGHT MINI 2KW | SPACE LIGHT MINI 2KW | 2 | 6.8
SPACE LIGHT MINI 800W | SPACE LIGHT MINI 800W | 0.8
CYCLIODE 5 KW | CYCLIODE 5 KW | 5 | 14
CYCLIODE 2 KW | CYCLIODE 2 KW | 2 | 8
CYCLIODE 1250W | CYCLIODE 1250W | 1.25 | 7.3
CYCLO MODULE 4x1250W | CYCLO MODULE 4x1250W | 5
ARRI SOFT LIGHT 2x1250W | ARRI SOFT LIGHT 2x1250W | 2.5 | 20
ARRI SOFT LIGHT 4x1250W | ARRI SOFT LIGHT 4x1250W | 5 | 29
ZAPLITE 2 KW AVEC GRILLES | ZAPLITE 2 KW WITH SCRIM | 2
PEPPER MOLE 1KW | PEPPER | 0.8 | 1.5
SOFT 1/2 LUNE | SOFT 1/2 MOON | 0.8 | 17
VALISE LOWEL 2 KW | CASE LOWEL 2 KW | 2
AURASOFT 4 KW | AURASOFT 4 KW | 4 | 16
BOTTICELLI 1,2 KW | BOTTICELLI 1,2 KW | 1.2 | 9
BOTTICELLI 1,2 / 2,5 KW | BOTTICELLI 1,2 / 2,5 KW | 2.5 | 15
BOTTICELLI 2,5 / 5 KW | BOTTICELLI 2,5 / 5 KW | 5 | 17
CORMORAN 500 W | CORMORAN 500 W | 0.5
GROVERLIGHT | GROVERLIGHT | 2.5
IRIS 1250 W | IRIS 1250 W | 1.25 | 3.5
MINILITE | MINILITE
ANTARES 2.5 KW | ANTARES 2.5 KW | 2.5 | 11
NORTHLIGHT 2.5 KW | NORTHLIGHT 2.5 KW | 2.5 | 12
NORTHLIGHT 5 KW | NORTHLIGHT 5 KW | 5 | 20
PALLAS 1000 W | PALLAS 1000 W | 1 | 3
PROJECTEUR SPOT | SPOT LIGHTING
PLAN CONVEXE 2KW | PLAN CONVEXE 2KW | 2
RAMPE T8 110V EN SERIE | RAMPE T8 110V EN SERIE | 5.2
DINO 24 LAMPES PAR 64 | JUMBO 24 BULBS PAR 64 | 24 | 52
DINO 18 LAMPES PAR 64 | JUMBO 18 BULBS PAR 64 | 18 | 45
DINO 16 LAMPES PAR 64 | JUMBO 16 BULBS PAR 64 | 16 | 37
DINO 8 LAMPES PAR 64 JUM | JUMBO 8 BULBS PAR 64 | 8 | 15
RUBY SEVEN | RUBY SEVEN | 7 | 26
MINIBRUT 8 LAMPES | MINIBRUT 8 BULBS | 5.2 | 11
MINIBRUT 6 LAMPES | MINIBRUT 6 BULBS | 3.9 | 9
MINIBRUT 2 LAMPES | MINIBRUT 2 BULBS | 1.3 | 4
MINIBRUT 6 LAMPES PAR 64 | MINIBRUT 6 BULBS PAR 64 | 6 | 9
PROJECTEUR PAR 64 | LIGHTING PAR 64 | 1 | 0.5
PROJECTEUR PAR 56 | LIGHTING PAR 56 | 0.3 | 0.4
PROJECTEUR PAR 36 | LIGHTING PAR 36 | 0.3 | 0.4
PROJECTEUR PAR 30 | LIGHTING PAR 30 | 0.3 | 0.4
PROJECTEUR PAR 20 | LIGHTING PAR 20 | 0.3 | 0.15
PROJECTEUR PAR 16 | LIGHTING PAR 16 | 0.3 | 0.15
SVOBODA 18 LAMPES | SVOBODA 18 BULBS | 5 | 28
SVOBODA 9 LAMPES | SVOBODA 9 BULBS | 2.25 | 22.8 | [8 empty] | http://www.adblighting.com/files/F7041-F%20Svoboda%20folder.pdf
AIRCRAFT | AIRCRAFT | 5 | 25
JUPITER | JUPITER | 1.3 | 2
TOPLIGHT | TOPLIGHT | 6 | 20
MAXIBRUT 8 LAMPES PAR 64 | MAXIBRUT 8 BULBS PAR 64 | 8 | 15
MAXIBRUT 9 LAMPES 1/4Z DXX | MAXIBRUT 9 BULBS 1/4Z DXX | 9 | 19
MICROBRUT 8 LAMPES 110V/250W | MICROBRUT 8 BULBS 110V/250W | 2
MICROBRUT 6 LAMPES 110V/250W | MICROBRUT 6 BULBS 110V/250W | 1.5
MICROBRUT 4 LAMPES 110V/250W | MICROBRUT 4 BULBS 110V/250W | 1
MICROBRUT 2 LAMPES 110V/250W | MICROBRUT 2 BULBS 110V/250W | 0.5
1/8 WINDYLIGHT 48L | 1/8 WINDYLIGHT 48L | 31.5 | 36
1/4 WINDYLIGHT 96L | 1/4 WINDYLIGHT 96L | 63
1/2 WINDYLIGHT 192L | 1/2 WINDYLIGHT 192L | 126
WINDYLIGHT 384L | WINDYLIGHT 384L | 256
TRANSFO COLORTRAN | TRANSFO COLORTRAN
MOLE BEAM 20KW | MOLE BEAM 20KW | 20
MOLE BEAM 10KW | MOLE BEAM 10KW | 10
MOLE BEAM 5KW | MOLE BEAM 5KW | 5 | 35
MOLE BEAM 2KW | MOLE BEAM 2KW | 2 | 21
PROJECTEUR SPOT SUITE | SPOT LIGHTING CON'T
SLIMLIGHT MINI SLIM 9 | SLIM LIGHT MS9 | 0.45
SLIMLIGHT MINI SLIM 18 | SLIM LIGHT MS18 | 0.9
SLIMLIGHT SL18 | SLIM LIGHT SL18 | 0.9
SLIMLIGHT SL36 | SLIM LIGHT SL36 | 1.8
SLIMLIGHT SSL36 | SLIM LIGHT SSL36 | 1.8
SLIMRACK 7200W | SLIMRACK 7200W | 7.2
CINEKING 1000 W | CINEKING 1000 W | 1 | 1.5
PLAN CONVEXE 1KW |  | 1
BREZE LIGHT TUNSTEN | TUNGSTEN BRIEZE LIGHT
BRIEZE LIGHT FOCUS 44 | BRIEZE LIGHT FOCUS 44 | 2 | 5.2 | [8 empty] | http://www.solalights.com/light
BRIEZE LIGHT FOCUS 77 | BRIEZE LIGHT FOCUS 77 | 2 | 7.8 | [8 empty] | http://www.solalights.com/light
http://www.solalights.com/light
BRIEZE LIGHT FOCUS 100 2000W | BRIEZE LIGHT FOCUS 100 2000W | 2 | 7.8 | [8 empty] | http://www.solalights.com/light
BRIEZE LIGHT FOCUS 140 2000W | BRIEZE LIGHT FOCUS 140 2000W | 2 | 8.2 | [8 empty] | http://www.solalights.com/light
BRIEZE LIGHT FOCUS 180 2000W | BRIEZE LIGHT FOCUS 180 2000W | 2 | 9.4 | [8 empty] | http://www.solalights.com/light
BRIEZE LIGHT FOCUS 220 2000W | BRIEZE LIGHT FOCUS 220 2000W | 2 | 10.4 | [8 empty] | http://www.solalights.com/light
BRIEZE LIGHT DOWN-LIGHT 2000W | BRIEZE LIGHT DOWN-LIGHT 2000W | 2 | 6.1 | [8 empty] | http://www.solalights.com/light
BRIEZE LIGHT SUN 2000W | BRIEZE LIGHT SUN 2000W | 2 | 6.7 | [8 empty] | http://www.solalights.com/light
BOULE ET LUCIOLE | LANTERNS AND FIREFLY
PRESTO 2 KW | PRESTO 2 KW | 2 | 2.9
PRESTO 6 KW | PRESTO 6 KW | 6 | 10.2
SPRING BALL 1K | SPRING BALL 1K | 1
SPRING BALL 2KW | SPRING BALL 2KW | 2
KIKO 1KW | KIKO 1KW | 1
KIKO 2KW | KIKO 2KW | 2
KIKO 5KW | KIKO 5KW | 5
SPEEDPHERIE PM 500 W | SPEEDPHERIE PM 500 W | 0.5
LUCIOLE PICO 100W | LUCIOLE PICO 100W | 0.1 | 0.7
LUCIOLE NANO 250W | LUCIOLE NANO 250W | 0.25 | 0.9
LUCIOLE CLASSIC 1KW | LUCIOLE CLASSIC 1KW | 1 | 2
LUCIOLE COMPACT 1KW | LUCIOLE COMPACT 1KW | 1 | 2
LUCIOLE COMPACT 2KW | LUCIOLE COMPACT 2KW | 2 | 7
LUCIOLE MEGA 6KW | LUCIOLE MEGA 6KW | 6 | 17
BALLON HELIUM 2KW | HELIUM BALLON 2KW | 2
BALLON HELIUM 4KW | HELIUM BALLON 4KW | 4
FLUO | LIGHTING FLUO
KINOFLOW | KINOFLOW
KINO BLANKET LIGHT | KINO BLANKET LIGHT | 1.6 | 32.6 |  | 11.6 |  | 132 | 37
KINO IMARA S10 | KINO IMARA S10 | 0.55 | 14
KINO IMARA S6 | KINO IMARA S6 | 0.33 | 9.5
KINO IMAGE 80 | KINO IMAGE 80 | 0.6 | 17.1 |  |  |  |  | 13.1
KINO IMAGE 40 | KINO IMAGE 40 | 0.3 | 11.3 |  |  |  |  | 12.2
KINO IMAGE 20 | KINO IMAGE 20 | 0.15
KINO WALL-O-LITE | KINO WALL-O-LITE | 0.75 | 15 |  |  |  |  | 18.9
KINO FLATHEAD | KINO FLATHEAD | 0.6 | 11.7 |  | 5.6 |  |  | 18.9
KINO FLO 4 tubes 2.40 | KINO FLO 4 BANKS 8' | 0.48 | 9.8 |  | 2.9
KINO FLO 2 tubes 2.40 | KINO FLO 2 BANKS 8' | 0.24 | 4.5 |  | 1.9
KINO FLO 1 tube 2.40 | KINO FLO 1 BANK 8' | 0.12 | 3.1 |  | 1.2
KINO FLO 4 tubes 1.80 | KINO FLO 4 BANKS 6' | 0.4 | 8.3 |  | 2.9
KINO FLO 2 tubes 1.80 | KINO FLO 2 BANKS 6' | 0.2 | 4.1 |  | 1.9
KINO FLO 1 tube 1.80 | KINO FLO 1 BANK 6' | 0.1 | 2.8 |  | 1.2
KINO FLO 4 tubes 1.20 | KINO FLO 4 BANKS 4' | 0.3 | 5.2 |  | 2.7
KINO FLO 2 tubes 1.20 | KINO FLO 2 BANKS 4' | 0.15 | 3.5 |  | 1.8
KINO FLO 1 tube 1.20 | KINO FLO 1 BANKS 4' | 0.075 | 1.9 |  | 1.3
KINO FLO 4 tubes 0.60 | KINO FLO 4 BANKS 2' | 0.16 | 3.4 |  | 2.7
KINO FLO 2 tubes 0.60 | KINO FLO 2 BANKS 2' | 0.08 | 2.1 |  | 1.8
KINO FLO 1 tube 0.60 | KINO FLO 1 BANKS 2' | 0.04 | 1.2 |  | 1.3
KINO FLO 4 tubes 0.40 | KINO FLO 4 BANKS 1 ½' | 0.12 | 1.8 |  | 2.7
KINO FLO 2 tubes 0.40 | KINO FLO 2 BANKS 1 ½' | 0.06 | 1.2 |  | 1.8
KINO FLO 1 tube 0.40 | KINO FLO 1 BANKS 0.40 | 0.03 | 0.5 |  | 1 |  |  | 3.2
KINO FLO MiniFlow | KINO FLO MiniFlow | 0.008 | 0.2 |  | 0.4 |  |  | 2.9
KINO FLO MicroFlow | KINO FLO MicroFlow | 0.006 | 0.2 |  | 0.4 |  |  | 2.9
PARABEAM 400 | PARABEAM 400 | 0.22 | 11 |  |  |  |  | 14
PARABEAM 200 | PARABEAM 200 | 0.11 | 7.4 |  |  |  |  | 11.7
VISTABEAM 600 | VISTABEAM 600 | 0.57 | 21 |  |  |  |  | 55
VISTABEAM 300 | VISTABEAM 300 | 0.28 | 13 |  |  |  |  | 24.8
VISTABEAM 100 | VISTA SINGLE | 0.096 | 2.8 |  | 1.3
KINO FLO DIVA LITE 400 | KINO FLO DIVA LITE 400 | 0.22 | 5.9
KINO FLO DIVA LITE 200 | KINO FLO DIVA LITE 200 | 0.11 | 4.1
BARFLY 400 | BARFLY 400 | 0.22 | 3.3 |  | 2.7 |  |  | 10.5
BARFLY 200 | BARFLY 200 | 0.11 | 2.2 |  | 1.8 |  |  | 9.2
BARFLY 100 | BARFLY 100 | 0.05 | 1.4 |  | 1.3 |  |  | 8.7
PARA ZIP 400 | PARA ZIP 400 | 0.22 | 9 |  |  |  |  | 11.3
PARA ZIP 200 | PARA ZIP 200 | 0.11 | 6.6 |  |  |  |  | 9.9
DESK LITE | DESK LITE | 0.008 | 0.7
KINO FLO KAMIO Ring Flash big | KINO FLO KAMIO Ring Flash big | 0.03 | 0.6 |  | 0.4 |  |  | 5.4
KINO FLO KAMIO Ring Flash | KINO FLO KAMIO Ring Flash | 0.02 | 0.5 |  | 0.4 |  |  | 2.9
FLUO STAR 1.20m | 4 feet FLUO STAR | 0.036
FLUOSTAR 0.60m | 2 feet FLUO STAR | 0.018
FLUO STICK 0.40m/6unités | 1 ½ feet FLUO STICK 6 units | 0.1
FLUO STICK 0.90m/6unités | 3 feet FLUO STICK 6 units | 0.2
MONOSTICK DMX 1.20m/4 unités | DMX MONO STICK 4feet | 0.144
FLUX LIGHT BALCAR 4x36W | BALCAR FLUX LIGHT 4x36W | 0.144
BOITE BALCAR 6x36W | BALCAR BOX 6x36W | 0.144
KIT DULUX 1x18W 0.60m | DULUX KIT 1x18W 2'' | 0.018
KIT DULUX 1x36W GM | DULUX KIT 1x36W BIG | 0.036
KIT DULUX 2x18W 0.60m | DULUX KIT2x18W 02'' | 0.036
KIT DULUX 2x36W GM | DULUX KIT2x36W BIG | 0.072
KIT DULUX 4x18W 0.60m | DULUX KIT4x18W 2'' | 0.072
KIT DULUX 4x36W GM | DULUX KIT4x36W BIG | 0.144
KIT DULUX 8x18W PM | DULUX KIT 8x18W SMALL | 0.144
KIT DULUX 8x36W GM | DULUX KIT8x36W GBIG | 0.288
BOITE KIT FLUO 8 x0.60m | FLUO BOX 8x2'' | 0.144
BOITE KIT FLUO 8x1.20m | FLUO BOX 8x4'' | 0.288
BOITE KIT FLUO 12x1.20m | FLUO BOX 12x4'' | 0.432
SOFTLIGHT | SOFTLIGHT
SOFTLIGHT T5 4tubes 0.55m SMALL | T5 SOFTLIGHT SMALL | 0.14 | 1.9
SOFTLIGHT T5 4tubes 0.85m MEDIUM | T5 SOFTLIGHT MEDIUM | 0.14 | 2.3
SOFTLIGHT T5 4tubes 1.55m LONG | T5 SOFTLIGHT LONG | 0.2 | 4.1
SOFTLIGHT T5 8tubes 0,85m CLASSIC | T5 SOFTLIGHT CLASSIC | 0.28 | 4.9
IRIS 12/18 SOFTLIGHTS | IRIS 12/18 SOFTLIGHTS | 0.018
DOIGHTS DE FEE 12V 55 | FINGER 12V 55 | 0.055 | 0.02
DOIGHTS DE FEE 12V 85 | FINGER 12V 85 | 0.085 | 0.03
DOIGHTS DE FEE 220V 55 | FINGER 220V 55 | 0.55 | 0.02
DOIGHTS DE FEE 220V 85 | FINGER 220V 85 | 0.085 | 0.03
DIVERS | VARIOUS
REGLETTE 1tubes 0.60m | INDUSTRIAL TUBE 1x2feet | 0.018
REGLETTE 1 tubes 1.20m | INDUSTRIAL TUBE 1x4feet | 0.036
REGLETTE 2 tubes 1.20m | INDUSTRIAL TUBE 2x4feet | 0.072
REGLETTE 1 tubes 1.50m | INDUSTRIAL TUBE 1x5feet | 0.036
REGLETTE 0.60m LUMIERE NOIRE | INDUSTRIAL TUBE 1x2feet BLACK LIGHT | 0.018
REGLETTE 1.20m LUMIERE NOIRE | INDUSTRIAL TUBE 1x4feet BLACK LIGHT | 0.036
GUN 400W LUMIERE NOIRE | 400W BLACK LIGHT GUN | 0.4
PROJECTEURS ASSERVIS | REMOTE LIGHTING
CITY COLOR | CITY COLOR
ROBE WASH 750 HALOGENE AT |  | 0.75 | 30.9
MARTIN MAC TW1 LYRE 1200W |  | 1.2
HMI COLORSPOT 575 EAT |  | 0.575 | 32 |  | 32
HMI ROBE ROBIN 300E WASH |  | 0.3 | 22 |  | 22
HMI ROBE ROBIN 300E SPOT |  | 0.3 | 22 |  | 22
ROBE COLORWASH 2500W BE |  | 2.5 | 41 |  | 41
ROBE COLORSPOT 1200W BE |  | 1.2 | 51.5 | 51.5 | 42
PROJECTEUR SCENIQUES | STAGE LIGHTING
SOURCE FOUR 375W | 375W LEKO SOURCE FOUR | 0.4 | 8.5
SOURCE FOUR 575W | 575W LEKO SOURCE FOUR | 0.6 | 8.5
SOURCE FOUR 750W | 750W LEKO SOURCE FOUR | 0.65 | 8.5
DECOUPE JULIA 714 SX 2 kW | 2 KW PROFILE SPOT | 2 | 21
DECOUPE JULIA 713 SX2 2 kW | 2 KW PROFILE SPOT | 2
DECOUPE JULIA 714 SX2 2.5 kW | 2,5KW PROFILE SPOT | 2.5
DECOUPE JULIA 614 SX 1 kW | 1KW PROFILE SPOT | 1 | 16
JUNIOR ZOOM 575W | JUNIOR ZOOM 575W | 0.575
DECOUPE LEDS BICOLOR | DECOUPE LEDS BICOLOR
DECOUPE JULIA HMI 614 SX 700W | 700W HMI PROFILE SPOT | 1 | 16
DECOUPE HMI 1200W | 1200W HMI PROFILE SPOT | 1.2
IRIS DECOUPE 1000 | IRIS FOR SILHOUETTE 1000 | 1
ALLUMETTE 1000 W | 1000 W MATCH | 1
ALLUMETTE 500 W | 500 W MATCH | 0.5
MINI DECOUPE 90 W | 90W MINI PROFILE SPOT | 0.09 | 4
POURSUITE 575W HMI | 575W HMI FOLLOW SPOT | 0.575
POURSUITE 1200W HMI | 1200W HMI FOLLOW SPOT | 1.2
POURSUITE 2500W HMI | 2500W HMI FOLLOW SPOT | 2.5
POURSUITE XENON 2500W | 2500W XENON FOLLOW SPOT | 2.5
EFFET SPECIAUX | SPECIAL EFFECTS
DEDOLIGHT 400W HMI+ nez optique +iris | DEDOLIGHT 400W HMI | 0.4 | 13
VALISE DEDO 150 W | DEDOLIGHT CASE 150 W | 0.6 | 13
VALISE DEDO 100 W | DEDOLIGHT CASE 100 W | 0.4 | 13
NEZ OPTIQUE | DEDOLIGHT PROJECTION ATTACHMENT |  | 0.4
IRIS DEDOLIGHT | IRIS DEDOLIGHT
FIBRE OPTIQUE 250 W | OPTICAL FIBER 250 W | 0.25
PROJECTEUR ETANCHE 12 V 300W | WATERPROOF LIGHTING 12 V 300W | 0.3
CINEPAR 1200 ETANCHE | CINEPAR 1200 W WATERPROOF | 1.2
TRANSFO 12V 300W | TRANSFORMER 12V 300W
GUIRLANDE | GUIRLANDE
SHUTTER ELECTRONIQUE 1200W / 2500W | ELECTRONIC SHUTTER 1200W / 2500W
SHUTTER ELECTRONIQUE 4KW | ELECTRONIC SHUTTER 4KW
SHUTTER ELECTRONIQUE 5KW | ELECTRONIC SHUTTER 5KW
SHUTTER ELECTRONIQUE 6KW | ELECTRONIC SHUTTER 6KW
SHUTTER ELECTRONIQUE 10KW | ELECTRONIC SHUTTER 10KW
SHUTTER ELECTRONIQUE 10/12KW | ELECTRONIC SHUTTER 10/12KW
SHUTTER ELECTRONIQUE 12KW | ELECTRONIC SHUTTER 12KW
SHUTTER ELECTRONIQUE 18KW | ELECTRONIC SHUTTER 18KW
GRADALUX LTM 4KW | GRADALUX LTM 4KW
SHUTTER 1200W / 2500W MANUEL | MANUEL SHUTTER 1200W / 2500W
SHUTTER 5KW MANUEL | MANUEL SHUTTER 5KW
SHUTTER 10KW MANUEL | MANUEL SHUTTER 10KW
SHUTTER 10/12KW MANUEL | MANUEL SHUTTER 10/12KW
SHUTTER 12KW MANUEL | MANUEL SHUTTER 12KW
SHUTTER 18KW MANUEL | MANUEL SHUTTER 18KW
PASSE COULEUR 1200W / 2500W | COLOR PASS GOBO 1200W / 2500W
PASSE COULEUR 4KW | COLOR PASS GOBO 4KW
PASSE COULEUR 5KW | COLOR PASS GOBO 5KW
PASSE COULEUR 6KW | COLOR PASS GOBO 6KW
PASSE COULEUR 10KW | COLOR PASS GOBO 10KW
PASSE COULEUR 10/12KW | COLOR PASS GOBO 10/12KW
PASSE COULEUR 12KW | COLOR PASS GOBO 12KW
PASSE COULEUR 18KW | COLOR PASS GOBO 18KW
MACHINE CRACKOIL | MACHINE CRACKOIL
MACHINE A FUMEE | SMOKE MACHINE
VENTILATEUR | FAN
STROBOSCOPE | STROBE
PROJECTEUR AQUATIQUE | SUBMARINE TYPE PROJECTORS
HMI | HMI
HMI PAR 575W ALIM EXTERNE | HMI 575W PAR EXTERNAL ACV | 0.6
HMI PAR 1200W ALIM EXTERNE | HMI 1200W PAR EXTERNAL ACV | 1.2
HMI PAR 2500W ALIM EXTERNE | HMI 2500W PAR EXTERNAL ACV | 2.5
HMI BRUTE 2400W ALIM EXTERNE | HMI 2400W SOFT EXTERNAL ACV | 2.4
HMI PAR AUTONOME 18W | AUTONOMOUS HMI PAR 18W
HMI PAR AUTONOME 50W | AUTONOMOUS HMI PAR 50W
HMI PAR AUTONOME 200W | AUTONOMOUS HMI PAR 200W
HMI PAR AUTONOME 250W | AUTONOMOUS HMI PAR 250W
HMI PAR AUTONOME 400W | AUTONOMOUS HMI PAR 400W
VOIR SITE POUR GRANDE PROFONDEUR | SEE SITE FOR DEEP SEA LIGHTING | [10 empty] | http://www.cinemarine.com/cinemarine/rubrique.php?id=5
TUNGSTEN | TUNGSTEN
4x650W ALIM EXTERNE | EXTERNAL ACV 4x650W | 2.6
400W AUTONOME | AUTONOMOUS 400W
2x250W AUTONOME | AUTONOMOUS 2x250W
PISCINE PAR 56 | PAR 56 POOL TYPE
LITE PANEL | LITE PANEL
LITE PANEL SEA SUN | LITE PANEL SEA SUN
LITE PANEL SEA SUN MICRO PRO | LITE PANEL SEA SUN MICRO PRO
MATERIEL PORTABLE | HANDHELD LIGHTING
JOKER 200 W BE | JOKER 200 W BE | 0.2 | 12
JOKER 400 W BE | JOKER 400 W BE | 0.4 | 14
CINEPAR 200 BE | CINEPAR 200 BE | 0.2
TORCHE PRO 250 | TORCHE PRO 250 | 0.25
KOBOLT 250W | KOBOLT 250W | 0.25
VALISE MINETTE 12 V | VALISE MINETTE 12 V
STICK-UP GAM | STICK-UP GAM
TORCHE HMI 200 | TORCHE HMI 200 | 0.2
HMI 18W | HMI 18W | 0.018
HMI 125/200w LTM SUNGUN | HMI 200W SUNGUN | 0.2 | 1.1
HMI CINE 24W LTM | HMI 24W | 0.024 | 0.8
[5 empty] | 1 | 30W
PUISSANCE | POWER
AUTONOME | AUTONOME
BATTERIE | BATTERY
12V OPTIMA | 12V OPTIMA
CHARGEUR BATTERIE OPTIMA | BATTERY CHARGER
BATTERIE 12V 210 AH | BATTERY 12V 210 AH
24V LONGUE DUREE | 24V LONG LIFE
30V PACK | 30V PACK
CEINTURE 12V | 12V BELT PACK
CEINTURE 30V | 30V BELT PACK
BATTERIES VLOCK POUR MIX | BATTERY VLOCK
BATTERIE NP-F750 | BATTERY NP-F750
BANDOUILLERE 30V | SHOULDER PACK 30V
POWER BANK 1u | POWER BANK 1u
POWER BANK 2u | POWER BANK 2u
VALISE D'ENERGIE 45 minutes | POWER CASE 45 minutes
CONVERTISSEUR | AC DC INVERTOR
12V / 800W | 12V / 800W
12V / 1800W | 12V / 1800W
24V / 400W | 24V / 400W
30V / 200 – 400W | 30V / 200 – 400W
30V / 200W | 30V / 200W
CONVERTISSEUR 12V/220V 2 kW | INVERTOR 12V/220V 2 kW
CONVERTISSEUR 30V/220V 400W | INVERTOR 30V/220V 400W
CONVERTISSEUR 30V/220V 250W | INVERTOR 30V/220V 250W
GROUPES ELECTROGENES | AC GENERATORS
GROUPE TRI-PHASES JUMELABLES | TWIN 3 PHASES GENERATOR
GROUPE 500KW | AC GENERATOR
GROUPE 240 KW | AC GENERATOR 240 KW
GROUPE 2 x160kw | AC GENERATOR
GROUPE 200KW | AC GENERATOR
GROUPE 180KW | AC GENERATOR
GROUPE 160KW | AC GENERATOR
GROUPE 150 KW | AC GENERATOR 150 KW
GROUPE 140KW | AC GENERATOR
GROUPE 120 KW | AC GENERATOR 120 KW
GROUPE 2 x 120KW | AC GENERATOR
GROUPE 100 KW | AC GENERATOR 100 KW
GROUPE 100KW SUR PORTEUR 4x4 | AC GENERATOR
GROUPE 80 KW | AC GENERATOR 80 KW
GROUPE 75 KW | AC GENERATOR 75 KW
GROUPE 70 KW | AC GENERATOR 70 KW
GROUPE 60 KW | AC GENERATOR 60 KW
GROUPE 50 KW | AC GENERATOR 50 KW
GROUPE 45 KW | AC GENERATOR 45 KW
GROUPE 40 KW | AC GENERATOR 40 KW
GROUPE MONO-PHASES | SINGLE PHASE GENERATOR
GROUPE 30 KW | AC GENERATOR 30 KW
GROUPE 20 KW | AC GENERATOR 20 KW
UNITE PORTABLE SANS TECHNICIEN | STAND ALONE UNIT
GROUPE 12KVA TRI | AC GENERATOR 12KVA 3P
GROUPE 10 KW | AC GENERATOR 10 KW |  | 420
GROUPE 6,5 KVA | AC GENERATOR 6,5 KVA |  | 120
GROUPE 5,5 KVA | AC GENERATOR 5,5 KVA |  | 110
GROUPE 3 KVA | AC GENERATOR 3KVA |  | 61
GROUPE 2,5 KVA | AC GENERATOR 2,5 KVA |  | 21
GROUPE 1 KVA | AC GENERATOR 1KVA
INVERSEUR | INVERSOR
ARMOIRE DE COUPLAGE GROUPE A GROUPE | GENY TO GENY COUPLING HUB
PIQUET DE TERRE | GROUNDING POLE
POT D'ECHAP GPE PORTA | EXHAUST FOR PORTABLE GENERATOR |  | 0.5
JERRICAN | FUEL TANKS |  | 12
JEU DE RAMPES | RAMPS |  | 25
MALETTE AVEC 2 CALES - 2 ADAPT
ACCESSOIRE DE BRANCHEMENT | DISTRIBUTION EQUIPMENT
ARMOIRE DE DISTRIBUTION | DISTRIBUTION HUB
COFFRET EDF | INLAND POWER HUB – 3 PHASES 80A |  | 30
COFFRET EDF TARIF JAUNE | INLAND POWER HUB – 3 PHASES 80A |  | 30
ARMOIRE 400A | 600A THREE PHASE CAMLOCK HUB |  | 30
ARMOIRE 4 x 125A | 4x200A THREE PHASE CAMLOCK HUB |  | 30
ARMOIRE 600A | 800A THREE PHASE CAMLOCK HUB |  | 30
PROTECTION 30mA | BULLSWITCH |  | 8
COFFRET DE DISTRIBUTION | DISTRO BOX |  | 20
BOITE TRI PHASEE 63 / 90 T30 | 1000A THREE PHASE LUG COMBO BOX |  | 6
BOITE MONO | 800A SINGLE PHASE LUG TO MOLELOCK DROP DOWN BOX |  | 4
BOITE TRI PHASEE 250A | 600A DISTROBOX
BOITE M6 | GANG BOX |  | 1.2
TRIPLETTE | FOUR-WAY |  | 0.2
DISTRIBUTION | FEEDERS
LIGNE UNIFILAIRE 95mm2 - 25m | #0000 FEEDER CABLE 100fts |  | 60
LIGNE UNIFILAIRE 50mm2 - 25m | #000 FEEDER CABLE 100fts |  | 50
LIGNE TRI | THREE PHASE SUB FEEDER CABLE – 5x #2 COPPER |  | 20
LIGNE MONO 20 KW | ONE PHASE SUB FEEDER CABLE – 3x #1 COPPER |  | 24
PROLONG 50A 10M | ONE BATE FEEDER CABLE – 3x #4 COPPER |  | 6
PROLONG 50A 20M | ONE PHASE BATE CABLE – 3x #4 COPPER 60fts |  | 17
PROLONG 16A 10M | 20A EXTENSION STINGER 30fts |  | 1.5
PROLONG 16A 20M | 20A EXTENSION STINGER 60fts |  | 2
TONNEAUX | LUNCH BOX |  | 10
INTERUPTEUR 50A | 40A SWITCH BOX |  | 2
EPANOUI 32 / 50A | 40A TIE IN |  | 0.7
EPANOUI 63 / 90A | 80A TIE IN |  | 0.9
PASSAGE DE CABLE le metre | CABLE CROSSING |  | 6
VIPERE 63 / 90A | 80A CAMLOCK SPLITTER |  | 2.8
VIPERE 32 / 50A | 40A CAMLOCK SPLITTER |  | 2
FOUET 50 A | 40A FEEDER TO 20A STINGERS ADAPTER |  | 1.5
ADAPTATEUR P17-MARECHAL 32A | FRENCH ADAPTER CONNECTORS |  | 1.5
ADAPTATEUR P17-MARECHAL 63A | FRENCH ADAPTER CONNECTORS |  | 1.5
PIEDS POUR PROJECTEUR | STAND FOR LIGHTING
BABY MATTHEWS 1000 | MINI PREEME BABY |  | 3
BABY 5 KW | BABY 5 KW |  | 4.5
BABY MATTHEWS 10 KW | BABY MATTHEWS 10 KW |  | 7.5
U 070 MANFROTTO | U 070 MANFROTTO |  | 6.3
LOW BOY | LOW BOY |  | 41
BABY CRANK | STRATO SAFE STAND 18 |  | 27
MATTHEWS - AVENGER 1000 | HOLLYWOOD BEEFY BABY TRIPLE RISER |  | 6.1
PIEDS 1000 ACIER | STAND 1000 STEEL |  | 11
PIED CREMER 1 KW | STAND CREMER 1 KW |  | 12
PIEDS CENTURY GM | CENTURY STAND 40' |  | 7.2
PIEDS CENTURTY MM | CENTURY STAND 30' |  | 5.9
PIEDS CENTURY PM | CENTURY STAND 20' |  | 4
PIED GIRAFE 1000 | STAND GIRAFE 1000
MAGIC STAND | MAGIC STAND |  | 17
MANFROTTO 5 KW 111U | MANFROTTO 5 KW 111U |  | 14
U 126 MANFROTTO | U 126 MANFROTTO |  | 7.3
PIED CREMER 10 KW | STAND CREMER 10 KW |  | 6
AVENGER TELESCOPIQUE | AVENGER TELESCOPIQUE |  | 6.8
HIGH ROLLER | HIGH ROLLER |  | 18.3
U 270 MANFROTTO | U 270 MANFROTTO |  | 13.5
MANFROTTO WIND UP SANSON | MANFROTTO WIND UP 8'' |  | 19
MANFROTTO WIND UP | MANFROTTO WIND UP 13'' |  | 25
MANFROTTO SUPER WIND UP | MANFROTTO SUPER WIND UP |  | 32
MANFROTTO MEGA WIND UP | MANFROTTO MEGA WIND UP |  | 38
CRANK O VATOR MATTHEWS manivelle | CRANK O VATOR MATTHEWS |  | 39
MOLEVATOR | MOLEVATOR
SUPER CRANK O VATOR II | SUPER CRANK O VATOR II |  | 55
CINEVATOR MATTHEWS ELECTRIQUE DOUBLE TIGE | CINEVATOR MATTHEWS DOUBLE RISER |  | 40
CINEVATOR MATTHEWS ELECTRIQUE TRIPLE TIGE | CINEVATOR MATTHEWS TRIPLE RISER |  | 52
EASY LIFT 3 TIGES | EASY LIFT 3 RISER |  | 70
EASY LIFT 5 TIGES | EASY LIFT 5 RISER |  | 85
BABY LONG JOHN SILVER | BABY LONG JOHN SILVER |  | 70
LONG JOHN SILVER | LONG JOHN SILVER |  | 85
RALLONGE MANFTROTTO 2 KW | MANFTROTTO JUNIOR EXTENSION |  | 4.8
SUSPENSION TELESCOPIQUE | TELESCOPIC HANGER |  | 5.1
TRANSFOMATEUR POUR MOLEVATOR | TRANSFOMER FOR MOLEVATOR
GUEUZE | SAND BAG |  | 8
PRESSE ET SUPPORT | GRIP
MINI MAT BOOM | MINI MAT BOOM |  | 3.4
BABY MAT BOOM | BABY MAT BOOM |  | 4.9
MAT BOOM | MAT BOOM |  | 18.6
DEPORT GONZALES | GONZALES BOOM
Bielle mat boom | Junior drop down pin |  | 2.1
Mini bielle | Baby drop down pin |  | 0.62
Déport Z | Grip helper |  | 4.5
Deport section carré 50 28mm | JUNIOR Offset arm |  | 3.1
DEPORT SECTION CARR2 50 16mm | BABY OFFSET ARM |  | 1.5
Déport main de singe à ROTULE | HEAVY DUTY FLAG CLAMP |  | 1.8
Déport main de singe 28 femelle | JUNIOR SIDE ARM |  | 1.2
Déport main de singe 16 male | BABY SIDE ARM |  | 0.9
BASE à roulette MATTHEWS | RUNAWAY BASE MATTHEWS |  | 9
Base à roulettes Manfrotto | RUNAWAY BASE MANFROTTO
Base Century | Turtle base |  | 2.2
BASE D'ARC | BRUTE BASE |  | 4.5
BASE BRAS MAGIQUE | MINI BACKLITE BASE |  | 1.1
BRAS A ROTULES 0,5 M | 20'' extension grip arm |  | 0.7
BRAS A ROTULES 1 M | 40'' extension grip arm |  | 0.9
DEPORT 1M AVEC DOIGHT MAGIQUE | MAGIC FINGER 5/8'' 40' |  | 0.9
BRAS MAGIQUE | FRICTION ARM |  | 0.525
CHAINE DE SECURITE | SECURITY CHAIN |  | 0.2
CROCHET JULIA | HOOK ADAPTER
CLAMP | MAFFER CLAMP |  | 0.4
ROTULE GIRAFFE MA123 | BOOM CLAMP MA123 |  | 0.72
ROTULE GIRAFFE D50mm cpk | BOOM CLAMP DIAM 50mm
COLLIER 50 SIMPLE | LP EYE COUPLER |  | 0.36
Collier double 50 fixe parallele | PARALLEL LP EYE COUPLER |  | 0.76
Collier double 50 90° | 90° FIXED LP EYE COUPLER |  | 0.76
Collier double 50 articulé | SWIVEL LP EYE COUPLER |  | 0.76
COLLIER 50 SPIGOT 16 | LP EYE COUPLER WITH 2'' ½ STUD |  | 0.41
COLLIER 50 A CROCHET | LP EYE COUPLER WITH LIFTING RING |  | 0.55
Collier manfrotto 28/50 | BARREL CLAMP |  | 0.9
CROCHET C CLAMP | HOOK C CLAMP |  | 0.675
CROCHET S 111 | JUNIOR PIPE CLAMP 4'' ½ SOCKET |  | 1.13
CYCLONE GM | CARDELLINI CLAMP 6'' |  | 0.65
CYCLONE PM | CARDELLINI 3'' |  | 0.5
TWISTER | CARDELINI DOUBLE 90° 5/8'' PIN |  | 0.7
PMR 2x16 10cm | C CLAMP 8'' WITH 2 5/8'' PINS |  | 2.7
PMR 2x16 15cM | C CLAMP 6'' WITH 2 5/8'' PINS |  | 1.7
PMR 2x16 20cm | C CLAMP 4'' WITH 2 5/8'' PINS |  | 1
BIG Ben | TRUSS CLAMP |  | 0.57
MAIN DE SINGE | SWIVELLING ''C'' CLAMP |  | 1.6
PINCE PELICAN | PELICAN Gaffer grip |  | 1.4
PINCE CROCODILLE / PIVOT | SKY HOOK / GAFFER GRIP |  | 0.8
Presse 90cm | Furniture clamp 36'' |  | 1.35
Presse 60cm | Furniture clamp 24'' |  | 0.9
Presse 45cm | Furniture clamp 18'' |  | 0.9
Presse 30cm | Furniture clamp 12'' |  | 0.8
Presse 15cm | Furniture clamp 6'' |  | 0.7
ROTULE AVENGER | Avenger 2'' ½ grip head |  | 0.55
Rotule Matthews | Matthews 2'' ½ grip head |  | 0.6
Double rotule | Double grip head |  | 0.87
ROTULE PIVOT 28 GM | 4' '½ jumbo grip head |  | 2.35
Rotule parapluie | TILT-TOP HEAD |  | 0.4
ROTULE BRAS MAGIQUE | SWIVEL ADAPTER |  | 0.45
SUPPORT POLY | POLITO BRACKET |  | 2.5
SUPPORT REFLECTEUR | COLLAPSIBLE REFLECTOR HOLDER |  | 0.7
TOURELLES 28 | TOURELLES 28 |  | 0.6
Spigot 16/28 | JUNIOR TO BABY ADAPTER |  | 0.7
Spigot 16 | 5/8'' STUD |  | 0.45
DROP CEILING | SCISSOR CLIP SPUD ADAPTER |  | 0.1
PLATINE SPIGO | PIGEON PLATE 3'' |  | 0.45
AUTOPOLE GM 252 à 475cm | MAXI MATHPOLE 99'' to 187'' |  | 3.17
AUTOPOLE MM 135 à 248cm | MATHPOLE 53'' to 97'' |  | 1.6
AUTOPOLE PM 76 à 135cm | MINI MATHPOLE 30'' to 53'' |  | 1.36
BARRE DE COUPLAGE 3 PROJO 28 F | JUNIOR TRIPLE HEADER |  | 5.4
BARRE DE COUPLAGE 3 PROJO 16M | BABY TRIPLE HEADER |  | 1.5
BRAS FLEXIBLE | HEAVY DUTY FLEX ARM |  | 0.6
VOLET GRAND MODEL | VOLET GRAND MODEL |  | 0.34
VOLET PETIT MODEL | VOLET PETIT MODEL |  | 0.2
MAMA | NETS
NET SIMPLE NOIR 25x31cm | SINGLE BLACK 10''by12'' |  | 0.11
NET DOUBLE NOIR 25x31cm | DOUBLE BLACK 10''by12'' |  | 0.11
SOIE BLANCHE 25x31cm | ARTIFICIAL SILK WHITE 10''by12'' |  | 0.11
SOIE NOIR 25x31cm | ARTIFICIAL SILK BLACK 10''by12'' |  | 0.11
¼ STOP SOIE BLANCHE 25x31cm | ¼ STOP SILK WHITE 10''by12'' |  | 0.11
¼ STOP SOIE NOIR 25x31cm | ¼ STOP SILK BLACK 10''by12'' |  | 0.11
SOIE CHINOISE BLANCHE 25x31cm | CHINA SILK WHITE 10''by12'' |  | 0.11
SOIE CHINOISE NOIR 25x31cm | CHINA SILK BLACK 10''by12'' |  | 0.11
LAVENDE 25x31cm | LAVENDER 10''by12'' |  | 0.11
NET SIMPLE NOIR31x51cm | SINGLE BLACK12''by20'' |  | 0.11
NET DOUBLE NOIR31x51cm | DOUBLE BLACK12''by20'' |  | 0.11
SOIE BLANCHE31x51cm | ARTIFICIAL SILK WHITE12''by20'' |  | 0.11
SOIE NOIR 31x51cm | ARTIFICIAL SILK BLACK12''by20'' |  | 0.11
LAVENDE 31x51cm | LAVENDER 12''by20'' |  | 0.11
NET SIMPLE NOIR31x46cm | SINGLE BLACK 12''by18'' |  | 0.22
NET SIMPLE BLANCHE 31x46cm | SINGLE WHITE 12''by18'' |  | 0.22
NET DOUBLE NOIR31x46cm | DOUBLE BLACK 12''by18'' |  | 0.22
NET DOUBLE BLANC 31x46cm | DOUBLE WHITE 12''by18'' |  | 0.22
NET TRIPLE NOIR 31x46cm | TRIBLE BLACK 12''by18'' |  | 0.45
SOIE BLANCHE 31x46cm | ARTIFICIAL SILK WHITE 12''by18'' |  | 0.22
SOIE NOIR 31x46cm | ARTIFICIAL SILK BLACK 12''by18'' |  | 0.22
¼ STOP SOIE BLANCHE 31x46cm | ¼ STOP SILK WHITE 12''by18'' |  | 0.22
¼ STOP SOIE NOIR 31x46cm | ¼ STOP SILK BLACK 12''by18'' |  | 0.22
SOIE CHINOISE BLANCHE 31x46cm | CHINA SILK WHITE 12''by18'' |  | 0.22
SOIE CHINOISE NOIR 31x46cm | CHINA SILK BLACK 12''by18'' |  | 0.22
LAVENDE 31x46cm | LAVENDER 12''by18'' |  | 0.22
NET SIMPLE NOIR 46x61cm | SINGLE BLACK 18''by24'' |  | 0.34
NET SIMPLE BLANCHE 46x61cm | SINGLE WHITE 18''by24'' |  | 0.34
NET DOUBLE NOIR 46x61cm | DOUBLE BLACK 18''by24'' |  | 0.34
NET DOUBLE BLANC 46x61cm | DOUBLE WHITE 18''by24'' |  | 0.34
NET TRIPLE NOIR 46x61cm | TRIBLE BLACK 18''by24'' |  | 0.34
NET SIMPLE ARGENT 46x61cm | SINGLE SILVER COLOR NET 18''by24'' |  | 0.34
NET SIMPLE OR 46x61cm | SINGLE GOLD COLOR NET 18''by24'' |  | 0.34
SOIE BLANCHE 46x61cm | ARTIFICIAL SILK WHITE 18''by24'' |  | 0.34
SOIE NOIR 46x61cm | ARTIFICIAL SILK BLACK 18''by24'' |  | 0.34
¼ STOP SOIE BLANCHE 46x61cm | ¼ STOP SILK WHITE 18''by24'' |  | 0.34
¼ STOP SOIE NOIR 46x61cm | ¼ STOP SILK BLACK 18''by24'' |  | 0.34
SOIE CHINOISE BLANCHE 46x61cm | CHINA SILK WHITE 18''by24'' |  | 0.34
SOIE CHINOISE NOIR 46x61cm | CHINA SILK BLACK 18''by24'' |  | 0.34
LAVENDE 46x61cm | LAVENDER 18''by24'' |  | 0.34
NET METAL SIMPLE 46x61cm | METAL HT SINGLE 18''by24'' |  | 1.04
NET METAL DOUBLE 46x61cm | METAL HT DOUBLE 18''by24'' |  | 1.27
NET SIMPLE NOIR 61x76cm | SINGLE BLACK 24''by30'' |  | 0.68
NET SIMPLE BLANCHE 61x76cm | SINGLE WHITE 24''by30'' |  | 0.68
NET DOUBLE NOIR 61x76cm | DOUBLE BLACK 24''by30'' |  | 0.68
NET DOUBLE BLANC 61x76cm | DOUBLE WHITE 24''by30'' |  | 0.68
NET TRIPLE NOIR 61x76cm | TRIBLE BLACK 24''by30'' |  | 0.68
NET SIMPLE ARGENT 61x76cm | SINGLE SILVER COLOR NET 24''by30'' |  | 0.68
NET SIMPLE OR 61x76cm | SINGLE GOLD COLOR NET 24''by30'' |  | 0.68
NET DOUBLE ARGENT 61x76cm | DOUBLE SILVER COLORNET 24''by30'' |  | 0.68
NET DOUBLE OR 61x76cm | DOUBLE GOLD COLORNET 24''by30'' |  | 0.68
SOIE BLANCHE 61x76cm | ARTIFICIAL SILK WHITE 24''by30'' |  | 0.68
¼ STOP SOIE BLANCHE 61x76cm | ¼ STOP SILK WHITE 24''by30'' |  | 0.68
LAVENDE 61x76cm | LAVENDER 24''by30'' |  | 0.68
NET SIMPLE NOIR 61x92cm | SINGLE BLACK 24''by36'' |  | 0.68
NET SIMPLE BLANCHE 61x92cm | SINGLE WHITE 24''by36'' |  | 0.68
NET DOUBLE NOIR 61x92cm | DOUBLE BLACK 24''by36'' |  | 0.68
NET DOUBLE BLANC 61x92cm | DOUBLE WHITE 24''by36'' |  | 0.68
NET TRIPLE NOIR 61x92cm | TRIBLE BLACK 24''by36'' |  | 0.68
NET SIMPLE ARGENT 61x92cm | SINGLE SILVER COLOR NET 24''by36'' |  | 0.68
NET SIMPLE OR 61x92cm | SINGLE GOLD COLOR NET 24''by36'' |  | 0.68
NET DOUBLE ARGENT 61x92cm | DOUBLE SILVER COLORNET 24''by36'' |  | 0.68
NET DOUBLE OR 61x92cm | DOUBLE GOLD COLORNET 24''by36'' |  | 0.68
SOIE BLANCHE 61x92cm | ARTIFICIAL SILK WHITE 24''by36'' |  | 0.68
SOIE NOIR 61x92cm | ARTIFICIAL SILK BLACK 24''by36'' |  | 0.68
¼ STOP SOIE BLANCHE 61x92cm | ¼ STOP SILK WHITE 24''by36'' |  | 0.68
¼ STOP SOIE NOIR 61x92cm | ¼ STOP SILK BLACK 24''by36'' |  | 0.68
SOIE CHINOISE BLANCHE 61x92cm | CHINA SILK WHITE 24''by36'' |  | 0.68
SOIE CHINOISE NOIR 61x92cm | CHINA SILK BLACK 24''by36'' |  | 0.68
LAVENDE 61x92cm | LAVENDER 24''by36'' |  | 0.68
NET METAL SIMPLE 61x92cm | METAL HT SINGLE 24''by36'' |  | 1.49
NET METAL DOUBLE 61x92cm | METAL HT DOUBLE 24''by36'' |  | 1.72
NET SIMPLE NOIR 61x122cm | SINGLE BLACK 24''by48'' |  | 1.5
NET DOUBLE NOIR 61x122cm | DOUBLE BLACK 24''by48'' |  | 1.5
SOIE BLANCHE 61x122cm | ARTIFICIAL SILK WHITE 24''by48'' |  | 1.5
NET SIMPLE NOIR 76x92cm | SINGLE BLACK 30''by36'' |  | 0.79
NET SIMPLE BLANCHE 76x92cm | SINGLE WHITE 30''by36'' |  | 0.79
NET DOUBLE NOIR 76x92cm | DOUBLE BLACK 30''by36'' |  | 0.79
NET DOUBLE BLANC 76x92cm | DOUBLE WHITE 30''by36'' |  | 0.79
NET TRIPLE NOIR 76x92cm | TRIBLE BLACK 30''by36'' |  | 0.79
SOIE BLANCHE 76x92cm | ARTIFICIAL SILK WHITE 30''by36'' |  | 0.79
SOIE NOIR 76x92cm | ARTIFICIAL SILK BLACK 30''by36'' |  | 0.79
¼ STOP SOIE BLANCHE 76x92cm | ¼ STOP SILK WHITE 30''by36'' |  | 0.79
¼ STOP SOIE NOIR 76x92cm | ¼ STOP SILK BLACK 30''by36'' |  | 0.79
SOIE CHINOISE BLANCHE 76x92cm | CHINA SILK WHITE 30''by36'' |  | 0.79
SOIE CHINOISE NOIR 76x92cm | CHINA SILK BLACK 30''by36'' |  | 0.79
LAVENDE 76x92cm | LAVENDER 30''by36'' |  | 0.79
NET METAL SIMPLE 76x92cm | METAL HT SINGLE 30''by36'' |  | 1.95
NET METAL DOUBLE 76x92cm | METAL HT DOUBLE 30''by36'' |  | 2.17
NET SIMPLE NOIR 122x122cm | SINGLE BLACK 48''by48'' |  | 1.81
NET SIMPLE BLANCHE 122x122cm | SINGLE WHITE 48''by48'' |  | 1.81
NET DOUBLE NOIR 122x122cm | DOUBLE BLACK 48''by48'' |  | 1.81
NET DOUBLE BLANC 122x122cm | DOUBLE WHITE 48''by48'' |  | 1.81
NET TRIPLE NOIR 122x122cm | TRIBLE BLACK 48''by48'' |  | 1.81
NET SIMPLE ARGENT 122x122cm | SINGLE SILVER COLOR NET 48''by48'' |  | 1.81
NET SIMPLE OR 122x122cm | SINGLE GOLD COLOR NET 48''by48'' |  | 1.81
NET DOUBLE ARGENT 122x122cm | DOUBLE SILVER COLORNET 48''by48'' |  | 1.81
NET DOUBLE OR 122x122cm | DOUBLE GOLD COLORNET 48''by48'' |  | 1.81
SOIE BLANCHE 122x122cm | ARTIFICIAL SILK WHITE 48''by48'' |  | 1.81
SOIE NOIR 122x122cm | ARTIFICIAL SILK BLACK 48''by48'' |  | 1.81
¼ STOP SOIE BLANCHE 122x122cm | ¼ STOP SILK WHITE 48''by48'' |  | 1.81
¼ STOP SOIE NOIR 122x122cm | ¼ STOP SILK BLACK 10'' by 12'' |  | 1.81
SOIE CHINOISE BLANCHE 122x122cm | CHINA SILK WHITE 48''by48'' |  | 1.81
SOIE CHINOISE NOIR 122x122cm | CHINA SILK BLACK 48''by48'' |  | 1.81
LAVENDE 122x122cm | LAVENDER 48''by48'' |  | 1.81
DRAPEAUX | SOLID
STANDARD 25x31cm | 10''by12'' SOLID |  | 0.22
STANDARD 31x51cm | 12''by20'' SOLID |  | 0.22
STANDARD 31x46cm | 12''by18'' SOLID |  | 0.68
STANDARD 46x61cm | 18''by24'' SOLID |  | 0.9
STANDARD METAL 46x61cm | 18''by24'' METAL SOLID |  | 1.36
STANDARD 61x76cm | 24''by30'' SOLID |  | 1.24
STANDARD 61x92cm | 24''by36'' SOLID |  | 1.36
STANDARD METAL 61x92cm | 24 X 36 METAL SOLID |  | 2.49
STANDARD 61x122cm | 24''by48'' SOLID |  | 1.81
CUTTER 25x105cm | 10''by42'' CUTTER |  | 1
CUTTER 45x122cm | 18''by48'' CUTTER |  | 1.36
CUTTTER 60x180cm | 24''by72'' CUTTER |  | 2.15
CUTTTER FLOPPY 60x180cm | 24''by72'' CUTTER FLOPPY |  | 2.83
STANDARD 76x92cm | 30''by36'' SOLID |  | 1.47
STANDARD 122x122cm | 48''by48'' SOLID |  | 2.38
FLOPPY 122x122cm | 48''by48''FLOPPY |  | 2.83
STANDARD 122x122cm | 48''by48'' METAL SOLID |  | 3.85
CUTTER 100x100cm | 40''by40'' CUTTER |  | 1.81
CUTTTER METAL 60x180cm | 24''by72'' METAL CUTTER |  | 4.76
CUCOLORIS | CUCOLORIS
BOIS 46x61cm | 18''by24'' WOOD |  | 1
BOIS 61x36cm | 24''by36'' WOOD |  | 1.7
BOIS 122x122cm | 48''by48'' WOOD |  | 4.4
CELLO 46x61cm | 18''by24'' CELLO |  | 0.34
CELLO 61x92cm | 24''by36'' CELLO |  | 0.79
CELLO 100x100cm | 40''by40'' CELLO |  | 2.15
CELLO 122x122cm | 48''by48'' CELLO |  | 3.9
COCOLORIS 1,50 x 1,22 M | COCOLORIS 1,50 x 1,22 M
KIT DOT AND FINGER MATTHEWS | KIT DOT AND FINGER MATTHEWS
VALISE MAMAS MATTHEWS | MAMAS MATTHEWS CASE
CADRES | FRAMES AND OVERHEAD FRAMES
CADRES 2x2fts(0.6x0.6m) | FRAMES 2x2fts(0.6x0.6m) |  | 0.5
CADRES 3x3fts(0.9x0.9m) | FRAMES 3x3fts(0.9x0.9m) |  | 0.9
CADRES 4x4fts(1,2x1,2m) | FRAMES 4x4fts(1,2x1,2m) |  | 1.3
CADRES 5x5fts(1,5x1,5m) | FRAME 5ftsx5fts(1,5x1,5m) |  | 1.6
CADRES 6x4fts(2x1,2m) | FRAMES 6x4fts(2x1,2m) |  | 1.95
CADRES 6x6fts (183x183cm) | FRAMES 6x6fts (2x2m) |  | 6.9
CADRE MATHEWS (6x6fts) | FRAME MATHEWS 6x6fts |  | 5.4
CADRES 8x8fts (2.4x2.4m) | FRAMES 8x8fts (2.4x2.4m) |  | 13.6
CADRES 12x12fts (3.6x3.6m) | FRAMES 12x12fts (3.6x3.6m) |  | 19
CADRES 12x20fts (4x6m) | FRAMES 12x20fts (4x6m) |  | 20
CADRES 20x20fts (6x6m) | FRAMES 20x20fts (6x6m) |  | 32.6
TOILE | OVERHEAD AND BUTTERFLY FABRICS
SIMPLE TULLE NOIR | SINGLE SCRIM BLACK |  | 0.1
DOUBLE TULLE NOIR | DOUBLE SCRIM BLACK |  | 0.12
SIMPLE TULLE NOIR | SINGLE SCRIM BLACK |  | 0.45
SIMPLE TULLE BLANC | SINGLE SCRIM WHITE |  | 0.45
DOUBLE TULLE NOIR | DOUBLE SCRIM BLACK |  | 0.57
DOUBLE TULLE BLANC | DOUBLE SCRIM WHITE |  | 0.57
SIMPLE TULLE ARGENT | SINGLE SILVER COLOR NET |  | 0.45
SIMPLE TULLE OR | SINGLE GOLD COLOR NET |  | 0.45
DOUBLE TULLE ARGENT | DOUBLE SILVER COLOR NET |  | 0.57
DOUBLE TULLE OR | DOUBLE GOLD COLOR NET |  | 0.57
SOIE BLANCHE | ARTIFICIAL SILK WHITE |  | 0.45
½ SOIE BLANCHE | HALF WHITE SILK |  | 0.45
¼ SOIE BLANCHE | QUARTER WHITE SILK |  | 0.45
SOIE NOIR | ARTIFICIAL SILK BLACK |  | 0.45
BORGNOL | SOLID |  | 1.59
¼ STOP SOIE BLANCHE | ¼ STOP SILK WHITE |  | 0.45
¼ STOP SOIE NOIR | ¼ STOP SILK BLACK |  | 0.45
SOIE CHINOISE BLANCHE | CHINA SILK WHITE |  | 0.34
SOIE CHINOISE NOIR | CHINA SILK BLACK |  | 0.34
GRIDCLOTH | GRIDCLOTH |  | 0.34
½ GRIDCLOTH | GRIDCLOTH LITE |  | 0.23
¼ GRIDCLOTH | ¼ GRIDCLOTH |  | 0.23
SILENT GRIDCLOTH | SILENT GRIDCLOTH |  | 0.23
½ SILENT GRIDCLOTH | SILENT GRIDCLOTH LITE |  | 0.23
¼ SILENT GRIDCLOTH | ¼ SILENT GRIDCLOTH |  | 0.23
LAME ARGENT | LAME SILVER |  | 0.45
LAME OR | LAME GOLD |  | 0.45
GRIFFLECTOR ARGENT | GRIFFLECTOR |  | 2.15
GRIFFLECTOR OR | GRIFFLECTOR GOLD |  | 2.15
GRIFFLECTOR LISA MARIE | GRIFFLECTOR CHECKERBOARD |  | 3.06
MATHFLECTOR ARGENT | MATHFLECTOR SILVER |  | 1.81
MATHFLECTOR OR | MATHFLECTOR GOLD |  | 1.81
GRIFFOLYNE NOIR/BLANC T55 | GRIFFOLYNE BLACK/WHITE T55 |  | 0.68
GRIFFOLYNE BLANC/BLANC T55 | GRIFFOLYNE WHITE/WHITE T55 |  | 0.68
GRIFFOLYNE NOIR/BLANC T85 | GRIFFOLYNE BLACK/WHITE T85 |  | 1.13
MOUSLINE AU BLEACH | BLEACHED MUSLIM |  | 0.79
MOUSLINE SANS BLEACH | UNBLEASHED MUSLIM |  | 0.91
BLEU INCRUST | BLUE SCREEN |  | 1.02
VERT INCRUST | GREEN SCREEN |  | 1.02
LISA MARIE | CHECKERBOARD LAME |  | 0.57
LIGHT BOX DIFFUSION | LIGHT BOX DIFFUSION |  | 0.45
HI LIGHTS | HI LIGHTS |  | 1.36
ULTRABOUNCE | MATHBOUNCE / ULTRABOUNCE |  | 0.45
SILENT FROST | SILENT FROST |  | 0.45
CUCOLORIS NOIR | SOFT CUCOLORIS BLACK |  | 1.13
CUCOLORIS BLANC | SOFT CUCOLORIS WHITE |  | 0.45
COTON BLANC | WHITE COTON |  | 1.02
COTON BEIGE | BEIGE COTON |  | 1.02
SHOWER | SHOWER CURTAIN |  | 1.36
SPI | SPI |  | 0.45
½ SPI | ½ SPI |  | 0.45
SIMPLE TULLE NOIR | SINGLE SCRIM BLACK |  | 0.57
SIMPLE TULLE BLANC | SINGLE SCRIM WHITE |  | 0.57
DOUBLE TULLE NOIR | DOUBLE SCRIM BLACK |  | 0.79
DOUBLE TULLE BLANC | DOUBLE SCRIM WHITE |  | 0.79
SIMPLE TULLE ARGENT | SINGLE SILVER COLOR NET |  | 0.57
SIMPLE TULLE OR | SINGLE GOLD COLOR NET |  | 0.57
DOUBLE TULLE ARGENT | DOUBLE SILVER COLOR NET |  | 0.79
DOUBLE TULLE OR | DOUBLE GOLD COLOR NET |  | 0.79
SOIE BLANCHE | ARTIFICIAL SILK WHITE |  | 0.68
½ SOIE BLANCHE | HALF WHITE SILK |  | 0.68
¼ SOIE BLANCHE | QUARTER WHITE SILK |  | 0.68
SOIE NOIR | ARTIFICIAL SILK BLACK |  | 0.68
BORGNOL | SOLID |  | 2.72
¼ STOP SOIE BLANCHE | ¼ STOP SILK WHITE |  | 0.57
¼ STOP SOIE NOIR | ¼ STOP SILK BLACK |  | 0.57
SOIE CHINOISE BLANCHE | CHINA SILK WHITE |  | 0.57
SOIE CHINOISE NOIR | CHINA SILK BLACK |  | 0.57
GRIDCLOTH | GRIDCLOTH |  | 0.57
½ GRIDCLOTH | GRIDCLOTH LITE |  | 0.45
¼ GRIDCLOTH | ¼ GRIDCLOTH |  | 0.57
SILENT GRIDCLOTH | SILENT GRIDCLOTH |  | 0.57
½ SILENT GRIDCLOTH | SILENT GRIDCLOTH LITE |  | 0.57
¼ SILENT GRIDCLOTH | ¼ SILENT GRIDCLOTH |  | 0.57
LAME ARGENT | LAME SILVER |  | 0.68
LAME OR | LAME GOLD |  | 0.68
GRIFFLECTOR ARGENT | GRIFFLECTOR SILVER |  | 3.97
GRIFFLECTOR OR | GRIFFLECTOR GOLD |  | 3.97
GRIFFLECTOR LISA MARIE | GRIFFLECTOR CHECKERBOARD |  | 4.99
MATHFLECTOR ARGENT | MATHFLECTOR SILVER |  | 4.99
MATHFLECTOR OR | MATHFLECTOR GOLD |  | 4.99
GRIFFOLYNE NOIR/BLANC T55 | GRIFFOLYNE BLACK/WHITE T55 |  | 1.13
GRIFFOLYNE BLANC/BLANC T55 | GRIFFOLYNE WHITE/WHITE T55 |  | 1.36
GRIFFOLYNE NOIR/BLANC T85 | GRIFFOLYNE BLACK/WHITE T85 |  | 2.04
MOUSLINE AU BLEACH | BLEACHED MUSLIM |  | 1.36
MOUSLINE SANS BLEACH | UNBLEASHED MUSLIM |  | 1.36
BLEU INCRUST | BLUE SCREEN |  | 1.7
VERT INCRUST | GREEN SCREEN |  | 1.7
LISA MARIE | CHECKERBOARD LAME |  | 0.79
LIGHT BOX DIFFUSION | LIGHT BOX DIFFUSION |  | 0.68
HI LIGHTS | HI LIGHTS |  | 1.36
ULTRABOUNCE | MATHBOUNCE / ULTRABOUNCE |  | 0.68
SILENT FROST | SILENT FROST |  | 0.7
CUCOLORIS NOIR | SOFT CUCOLORIS BLACK |  | 1.93
CUCOLORIS BLANC | SOFT CUCOLORIS WHITE |  | 0.68
COTON BLANC | WHITE COTON |  | 1.7
COTON BEIGE | BEIGE COTON |  | 1.7
SHOWER | SHOWER CURTAIN |  | 1.36
SPI | SPI |  | 0.57
½ SPI | ½ SPI |  | 0.57
SIMPLE TULLE NOIR | SINGLE SCRIM BLACK |  | 1.25
SIMPLE TULLE BLANC | SINGLE SCRIM WHITE |  | 1.25
DOUBLE TULLE NOIR | DOUBLE SCRIM BLACK |  | 1.7
DOUBLE TULLE BLANC | DOUBLE SCRIM WHITE |  | 1.7
SIMPLE TULLE ARGENT | SINGLE SILVER COLOR NET |  | 1.25
SIMPLE TULLE OR | SINGLE GOLD COLOR NET |  | 1.25
DOUBLE TULLE ARGENT | DOUBLE SILVER COLOR NET |  | 1.7
DOUBLE TULLE OR | DOUBLE GOLD COLOR NET |  | 1.7
SOIE BLANCHE | ARTIFICIAL SILK WHITE |  | 1.59
½ SOIE BLANCHE | HALF WHITE SILK |  | 1.59
¼ SOIE BLANCHE | QUARTER WHITE SILK |  | 1.59
SOIE NOIR | ARTIFICIAL SILK BLACK |  | 1.59
BORGNOL | SOLID |  | 6.12
¼ STOP SOIE BLANCHE | ¼ STOP SILK WHITE |  | 1.13
¼ STOP SOIE NOIR | ¼ STOP SILK BLACK |  | 1.13
SOIE CHINOISE BLANCHE | CHINA SILK WHITE |  | 1.02
SOIE CHINOISE NOIR | CHINA SILK BLACK |  | 1.02
GRIDCLOTH | GRIDCLOTH |  | 1.59
½ GRIDCLOTH | GRIDCLOTH LITE |  | 1.59
¼ GRIDCLOTH | ¼ GRIDCLOTH |  | 1.59
SILENT GRIDCLOTH | SILENT GRIDCLOTH |  | 1.59
½ SILENT GRIDCLOTH | SILENT GRIDCLOTH LITE |  | 1.59
¼ SILENT GRIDCLOTH | ¼ SILENT GRIDCLOTH |  | 1.59
LAME ARGENT | LAME SILVER |  | 1.59
LAME OR | LAME GOLD |  | 1.02
GRIFFLECTOR ARGENT | GRIFFLECTOR SILVER |  | 4.99
GRIFFLECTOR OR | GRIFFLECTOR GOLD |  | 4.99
GRIFFLECTOR LISA MARIE | GRIFFLECTOR CHECKERBOARD |  | 4.99
MATHFLECTOR ARGENT | MATHFLECTOR SILVER |  | 6.12
MATHFLECTOR OR | MATHFLECTOR GOLD |  | 6.12
GRIFFOLYNE NOIR/BLANC T55 | GRIFFOLYNE BLACK/WHITE T55 |  | 2.49
GRIFFOLYNE BLANC/BLANC T55 | GRIFFOLYNE WHITE/WHITE T55 |  | 4.76
GRIFFOLYNE NOIR/BLANC T85 | GRIFFOLYNE BLACK/WHITE T85 |  | 2.49
MOUSLINE AU BLEACH | BLEACHED MUSLIM |  | 2.83
MOUSLINE SANS BLEACH | UNBLEASHED MUSLIM |  | 2.83
BLEU INCRUST | BLUE SCREEN |  | 3.74
VERT INCRUST | GREEN SCREEN |  | 3.74
LISA MARIE | CHECKERBOARD LAME |  | 1.59
LIGHT BOX DIFFUSION | LIGHT BOX DIFFUSION |  | 1.59
HI LIGHTS | HI LIGHTS |  | 5.2
ULTRABOUNCE | MATHBOUNCE / ULTRABOUNCE |  | 1.59
SILENT FROST | SILENT FROST |  | 1.7
CUCOLORIS NOIR | SOFT CUCOLORIS BLACK |  | 4.08
CUCOLORIS BLANC | SOFT CUCOLORIS WHITE |  | 1.47
COTON BLANC | WHITE COTON |  | 3.74
COTON BEIGE | BEIGE COTON |  | 3.74
SHOWER | SHOWER CURTAIN |  | 5.22
½ SPI | ½ SPI |  | 1.13
SPI | SPI |  | 1.13
SIMPLE TULLE NOIR | SINGLE SCRIM BLACK |  | 1.59
SIMPLE TULLE BLANC | SINGLE SCRIM WHITE |  | 1.59
DOUBLE TULLE NOIR | DOUBLE SCRIM BLACK |  | 2.95
SOIE BLANCHE | SCRIM ARTIFICIAL SILK WHITE |  | 2.27
½ SOIE BLANCHE | HALF WHITE SILK |  | 2.27
¼ SOIE BLANCHE | QUARTER WHITE SILK |  | 2.27
SOIE NOIR | SCRIM ARTIFICIAL SILK BLACK |  | 2.27
BORGNOL | SOLID |  | 6.8
GRIDCLOTH | GRIDCLOTH |  | 3
½ GRIDCLOTH | GRIDCLOTH LITE |  | 1.5
¼ GRIDCLOTH | ¼ GRIDCLOTH |  | 1.3
ULTRA BOUNCE | ULTRA BOUNCE |  | 0.81
¼ STOP SOIE BLANCHE | SCRIM ¼ STOP SILK WHITE |  | 1.81
¼ STOP SOIE NOIR | SCRIM ¼ STOP SILK BLACK |  | 1.81
SOIE CHINOISE BLANCHE | CHINA SILK WHITE |  | 2.04
SOIE CHINOISE NOIR | CHINA SILK BLACK |  | 2.04
BLEU INCRUST | BLUE SCREEN |  | 6.8
VERT INCRUST | GREEN SCREEN |  | 6.8
GRIDCLOTH | GRIFFOLYNE |  | 7.48
LAME ARGENT | LAME SILVER |  | 5
LAME OR | LAME GOLD |  | 5
COTON BLANC | WHITE COTON |  | 6
COTON BEIGE | BEIGE COTON |  | 6
SHOWER | SHOWER CURTAIN |  | 10
½ SPI | ½ SPI |  | 2.27
SPI | SPI |  | 2.27
SIMPLE TULLE NOIR | SINGLE SCRIM BLACK |  | 2.61
SIMPLE TULLE BLANC | SINGLE SCRIM WHITE |  | 2.61
DOUBLE TULLE NOIR | DOUBLE SCRIM BLACK |  | 3.97
DOUBLE TULLE BLANC | DOUBLE SCRIM WHITE |  | 3.97
SIMPLE TULLE ARGENT | SINGLE SILVER COLOR NET |  | 2.61
SIMPLE TULLE OR | SINGLE GOLD COLOR NET |  | 2.61
DOUBLE TULLE ARGENT | DOUBLE SILVER COLOR NET |  | 3.97
DOUBLE TULLE OR | DOUBLE GOLD COLOR NET |  | 3.97
SOIE BLANCHE | ARTIFICIAL SILK WHITE |  | 3.18
SOIE NOIR | ARTIFICIAL SILK BLACK |  | 3.18
BORGNOL | SOLID |  | 10.43
¼ STOP SOIE BLANCHE | ¼ STOP SILK WHITE |  | 2.72
¼ STOP SOIE NOIR | ¼ STOP SILK BLACK |  | 2.72
SOIE CHINOISE BLANCHE | CHINA SILK WHITE |  | 2.72
SOIE CHINOISE NOIR | CHINA SILK BLACK |  | 2.95
GRIDCLOTH | GRIDCLOTH |  | 2.95
½ GRIDCLOTH | GRIDCLOTH LITE |  | 2.72
¼ GRIDCLOTH | ¼ GRIDCLOTH |  | 2.95
SILENT GRIDCLOTH | SILENT GRIDCLOTH |  | 2.95
½ SILENT GRIDCLOTH | SILENT GRIDCLOTH LITE |  | 2.95
¼ SILENT GRIDCLOTH | ¼ SILENT GRIDCLOTH |  | 2.95
LAME ARGENT | LAME SILVER |  | 3.29
LAME OR | LAME GOLD |  | 3.29
GRIFFLECTOR ARGENT | GRIFFLECTOR SILVER |  | 27.9
GRIFFLECTOR OR | GRIFFLECTOR GOLD |  | 27.9
GRIFFLECTOR LISA MARIE | GRIFFLECTOR CHECKERBOARD |  | 38.56
MATHFLECTOR ARGENT | MATHFLECTOR SILVER |  | 38.58
MATHFLECTOR OR | MATHFLECTOR GOLD |  | 28.58
GRIFFOLYNE NOIR/BLANC T55 | GRIFFOLYNE BLACK/WHITE T55 |  | 6.35
GRIFFOLYNE BLANC/BLANC T55 | GRIFFOLYNE WHITE/WHITE T55 |  | 9.53
GRIFFOLYNE NOIR/BLANC T85 | GRIFFOLYNE BLACK/WHITE T85 |  | 6.35
MOUSLINE AU BLEACH | BLEACHED MUSLIM |  | 7.71
MOUSLINE SANS BLEACH | UNBLEASHED MUSLIM |  | 2.83
BLEU INCRUST | BLUE SCREEN |  | 9.53
VERT INCRUST | GREEN SCREEN |  | 9.53
LISA MARIE | CHECKERBOARD LAME |  | 3.63
LIGHT BOX DIFFUSION | LIGHT BOX DIFFUSION |  | 5.44
HI LIGHTS | HI LIGHTS |  | 14.51
ULTRABOUNCE | MATHBOUNCE / ULTRABOUNCE |  | 3.29
SILENT FROST | SILENT FROST |  | 4.54
CUCOLORIS NOIR | SOFT CUCOLORIS BLACK |  | 9.98
CUCOLORIS BLANC | SOFT CUCOLORIS WHITE |  | 3.4
COTON BLANC | WHITE COTON |  | 9.53
COTON BEIGE | BEIGE COTON |  | 9.53
SHOWER | SHOWER CURTAIN |  | 14.51
½ SPI | ½ SPI |  | 2.72
SPI | SPI |  | 2.72
SIMPLE TULLE NOIR | SINGLE SCRIM BLACK |  | 3.81
SOIE BLANCHE | ARTIFICIAL SILK WHITE |  | 3.81
BORGNOL | SOLID |  | 15.42
GRIDCLOTH | GRIDCLOTH |  | 5.9
½ GRIDCLOTH | GRIDCLOTH LITE |  | 4.08
LAME ARGENT | LAME SILVER |  | 3.29
GRIFFOLYNE NOIR/BLANC T55 | GRIFFOLYNE BLACK/WHITE T55 |  | 9.07
MOUSLINE AU BLEACH | BLEACHED MUSLIM |  | 11.34
MOUSLINE SANS BLEACH | UNBLEASHED MUSLIM |  | 1.34
BLEU INCRUST | BLUE SCREEN |  | 14.06
VERT INCRUST | GREEN SCREEN |  | 14.06
COTON BLANC | WHITE COTON |  | 14.06
COTON BEIGE | BEIGE COTON |  | 14.06
SHOWER | SHOWER CURTAIN |  | 17
½ SPI | ½ SPI |  | 3.81
SPI | SPI |  | 3.81
SOIE BLANCHE | ARTIFICIAL SILK WHITE |  | 11.79
BORGNOL | SOLID |  | 23.13
GRIDCLOTH | GRIDCLOTH |  | 9.07
½ GRIDCLOTH | GRIDCLOTH LITE |  | 6.12
MOUSLINE AU BLEACH | BLEACHED MUSLIM |  | 17.24
MOUSLINE SANS BLEACH | UNBLEASHED MUSLIM |  | 17.24
COTON BLANC | WHITE COTON |  | 23.13
COTON BEIGE | BEIGE COTON |  | 23.13
SHOWER | SHOWER CURTAIN |  | 23.13
½ SPI | ½ SPI |  | 11.79
SPI | SPI |  | 11.79
NID D'ABEILLE LIGHT TOOLS | LIGHT TOOLS
NID D'ABEILLE LIGHT TOOL 120x120cm | LIGHT TOOLS EGGCRATE 4by4 fts
NID D'ABEILLE LIGHT TOOL 183x183cm | LIGHT TOOLS EGGCRATE 6by6 fts
NID D'ABEILLE LIGHT TOOL 244x244cm | LIGHT TOOLS EGGCRATE 8by8 fts
NID D'ABEILLE LIGHT TOOL 366x366cm | LIGHT TOOLS EGGCRATE 12by12 fts
NID D'ABEILLE LIGHT TOOL 610x610cm | LIGHT TOOLS EGGCRATE 20by20 fts
NID D'ABEILLE LIGHT TOOL 120x244cm | LIGHT TOOLS EGGCRATE 4by8 fts
NID D'ABEILLE LIGHT TOOL 183x244cm | LIGHT TOOLS EGGCRATE 6by8 fts
NID D'ABEILLE LIGHT TOOL 183x366cm | LIGHT TOOLS EGGCRATE 6by12 fts
NID D'ABEILLE LIGHT TOOL 244x366cm | LIGHT TOOLS EGGCRATE 8by12 fts
NID D'ABEILLE LIGHT TOOL 366x610cm | LIGHT TOOLS EGGCRATE 12by20 fts
BOULES & CHIMERA | CHINESE LANTERNE & CHIMERA
VIDEO PRO XXS | VIDEO PRO XXS
VIDEO PRO XS | VIDEO PRO XS
SHALLOW S | SHALLOW S
SHALLOW M | SHALLOW M
SHALLOW L | SHALLOW L
QUARTZ S | QUARTZ S
QUARTZ M | QUARTZ M
QUARTZ L | QUARTZ L
DAYLIGHT M | DAYLIGHT M
DAYLIGHT LS | DAYLIGHT LS
STRIP S | STRIP S
STRIP M | STRIP M
PANCAKE S | PANCAKE S
PANCAKE M | PANCAKE M
PANCAKE L | PANCAKE L
OCTAPLUS 5 | OCTAPLUS 5
OCTAPLUS 7 | OCTAPLUS 7
SPEED RING BUG 200/400 | SPEED RING BUG 200/400
SPEEDRING BUG 800W | SPEEDRING BUG 800W
SPEED RING BUG OCTAPLUS | SPEED RING BUG OCTAPLUS
DOUILLE E40 | SOCKET E40
DOUILLE E40 OCTAPLUS | SOCKET E40 OCTAPLUS
SOFTUBE 800 | SOFTUBE 800 |  | 1.6
SOFTUBE 400 | SOFTUBE 400 |  | 0.8
SOFTUBE 200 | SOFTUBE 200
CAPUCHON CORRECTEUR CTO 200 W
CAPUCHON CORRECTEUR CTO 400 W
BOULE CHINOISE BUGLITE | CHINESE LANTERN BUGLITE 200 W
BOULE CHINOISE 50 CMS | CHINESE LANTERN 20''
BOULE CHINOISE 75 CMS | CHINESE LANTERN 30''
LOUVER | EGG CRATE
LOUVER VIDEO PRO XXS | EGG CRATE VIDEO PRO XXS
LOUVER VIDEO PRO XS | EGG CRATE VIDEO PRO XS
LOUVER VIDEO PRO S | EGG CRATE VIDEO PRO S
LOUVER QUARTZ S | EGG CRATE QUARTZ S
LOUVER QUARTZ M | EGG CRATE QUARTZ M
LOUVER QUARTZ L | EGG CRATE QUARTZ L
LOUVER DAYLIGHT M | EGG CRATE DAYLIGHT M
LOUVER DAYLIGHT LS | EGG CRATE DAYLIGHT LS
LOUVER STRIP S | EGG CRATE STRIP S
LOUVER STRIP M | EGG CRATE STRIP M
LOUVER PANCAKE S | EGG CRATE PANCAKE S
LOUVER PANCAKE M | EGG CRATE PANCAKE M
LOUVER PANCAKE L | EGG CRATE PANCAKE L
LOUVER OCTAPLUS 5 | EGG CRATE OCTAPLUS 5
LOUVER OCTAPLUS 7 | EGG CRATE OCTAPLUS 7
FABRIC GRID POUR CHIMERA GM | FABRIC GRID FOR CHIMERA GM
FABRIC GRID POUR CHIMERA MM | FABRIC GRID FOR CHIMERA MM
FABRIC GRID POUR CHIMERA PM | FABRIC GRID FOR CHIMERA PM
JEU DE SCRIMM PP | JEU DE SCRIMM PP
JEU DE SCRIMM MM | JEU DE SCRIMM MM
JEU DE SCRIMM GM | JEU DE SCRIMM GM
MIROIRS | MIRRORS
PARAPLUIE LOWEL diam 75 | PARAPLUIE LOWEL diam 75
ECRAN LASTOLITE | ECRAN LASTOLITE |  | 0.2
MIROIR 1X1 M | MIRROR 1X1 M |  | 17
MIROIR MATTHEWS SPECIAL XENON | MIRROR MATTHEWS SPECIAL XENON |  | 21.7
VARIFLECTOR | VARIFLECTOR |  | 10.6
ECRAN REFLECTEUR 1X1 M | REFLECTOR 1X1 M |  | 2.5
JEUX D' ORGUES | LIGHTING CONTROL
EMETTEUR CRMX Lumenradio | TRANSMITTER CRMX
RECEPTEUR CRMX | RECEIVER CRMX
TX/RX CRMX | TX/RX CRMX
TABLETTE Control | TABLET Control
GAFFER CONTROL | GAFFER CONTROL
CONSOLE 6 CIRCUITS DMX | DMX CONTROLLER |  | 2
CONSOLE 6 CIRCUITS 0/10v | ANALOG 6 WAY CONTROLLER |  | 2
CONSOLE 12 CIRCUITS 0-10V | 12 CHANNEL ANALOG CONTROLLER |  | 2.2
CONSOLE 12 CIRCUITS DMX | 12 CHANNEL DMX CONTROLLER |  | 2.2
CONSOLE 12/24 CIRCUITS DMX | 12/24 CHANEL DMX CONTROLLER |  | 16
CONSOLE 24 CIRCUITS DMX | 24 CHANNEL DMX CONTROLLER |  | 16
CONSOLE 48 CIRCUITS DMX | 48 CHANNEL DMX CONTROLLER |  | 24
CONSOLE 96 CIRCUITS IMPACT DMX | 96 CHANELS DMX CONTROLLER
CONSOLE 72/144 CIRCUITS ETC DMX | 72/144 CHANELS DMX CONTROLLER
CONSOLE AVOLITE PEARL 240 CIRCUITS DMX | 240 CHANELS DMX CONTROLLER AVOLITE PEARL
CONSOLE 350 CIRCUITS IMPACT DMX | 350 CHANELS DMX IMPACT CONTROLLER
LANDBOX LCX 512 CH | LANDBOX LCX 512 CH |  | 0.4
DEMUX DMX-0-10v | DEMUX DMX to ANALOG 0-10v |  | 0.5
SPLITTER BOOSTER DMX | SPLITTER BOOSTER DMX |  | 0.8
RACK 3x5KW | 3x5KW REMOTE SWITCH BOARD |  | 25
RACK 3X10KW | 3X10KW REMOTE SWITCH BOARD |  | 25
RACK 6X2KW | 6X2KW REMOTE SWITCH BOARD |  | 8 | [8 empty] | http://www.rvetec.com/index.php?langue=fr&page=produits&id=STAGER
RACK 6x5KW | 6x5KW REMOTE SWITCH BOARD |  | 35
RACK 6x10KW | 6x10KW REMOTE SWITCH BOARD |  | 35
RACK 12X2KW | 12x2KW REMOTE SWITCH BOARD |  | 25
RACK 12X3KW | 12x3KW REMOTE SWITCH BOARD |  | 25
RACK 12x5KW | 12x5KW REMOTE SWITCH BOARD |  | 45
RACK 12x6KW | 12x6KW REMOTE SWITCH BOARD
RACK 12x10KW | 12x10KW REMOTE SWITCH BOARD
RACK 18x2KW | 18x2KW REMOTE SWITCH BOARD
RACK 24x2KW | 24x2KW REMOTE SWITCH BOARD
FLICKER BOX 2KW | FLICKER BOX 2KW |  | 1.5
FLICKER BOX 5KW | FLICKER BOX 5KW |  | 8
STRAP DMX | STRAP DMX |  | 0.2
TOURET DMX | TOURET DMX |  | 2
RALLONGE DMX (XLR 5 Broches) 2M | EXTENSION CABLE DMX (XLR 5 Pins) 2M |  | 3
RALLONGE DMX (XLR 5 Broches) 5M | EXTENSION CABLE DMX (XLR 5 Pins) 5M |  | 0.3
RALLONGE DMX (XLR 5 Broches) 10M | EXTENSION CABLE DMX (XLR 5 Pins) 10M |  | 0.5
RALLONGE DMX (XLR 5 Broches) 25M | EXTENSION CABLE DMX (XLR 5 Pins) 25M |  | 1
RALLONGE 0-10V (XLR 3 Broches) | EXTENSION CABLE 0-10V (XLR 3 Pins) |  | 0.2
MULTIPAIRE | SOCAPEX 20fts
MULTIPAIRE LONG | SOCAPEX 30fts
VARIATEURS | DIMMERS
VARIATEUR 10 KW | DIMMER 10 KW |  | 8
VARIATEUR 5 KW | DIMMER 5 KW |  | 8
VARIATEUR 2.5 KW | DIMMER 2.5 KW |  | 1.5
VARIATEUR 2KW | DIMMER 2KW |  | 0.8
VARIATEUR 1 KW | DIMMER 1KW |  | 0.8
VARIATEUR 500W | DIMMER 500W |  | 0.4
GELATINES, CONSOS & LAMPES | GELS, CONSUMMABLES & BULBS
CONSOMMABLES | CONSUMMABLES
POLYSTYRENE NOIR BLANC | POLY SHEET 2Mx1M WHITE BLACK |  | 1
BLACK AND WHITE CARD | BLACK AND WHITE CARD |  | 2
DEPRON 6mm | DEPRON 6mm
DEPRON 3mm | DEPRON 3mm
FEUILLE ARGENT | SILVER SHEET
FEUILLE OR | GOLD SHEET
MIROLEGE GRAND MODELE | MIROLEGE GRAND MODELE
MIROLEGE PETIT MODELE | MIROLEGE PETIT MODELE
CANSON NOIR 1,52 X 10M | CANSON BLACK 1,52 X 10M
CANSON BLANC 1,52 X 10M | CANSON WHITE 1,52 X 10M
CALQUE 70 G 1,50 X 20M | TRACING PAPER 70 G 1,50 X 20M
CALQUE 90 G | TRACING PAPER 90 G
BLACK OUT | BLACK OUT GEL
PERMACEL | PERMACEL
CINEFOIL NOIR 0,60 M | CINEFOIL BLACK 0,60 M |  | 0.75
CINEFOIL BLANC 0,60 M | CINEFOIL WHITE 0,60 M |  | 0.75
CINEFOIL NOIR 0,30 M | CINEFOIL BLACK 0,30 M
GAFFEUR NOIR | GAFFER TAPE BLACK
GAFFEUR BLANC | GAFFER TAPE WHITE
CORRECTEUR | CORRECTION
DOUBLE CTB | DOUBLE CTB |  | 1.5
CTB FULL | CTB FULL |  | 1.5
CTB 3/4 | CTB 3/4 |  | 1.5
CTB 1/2 | CTB 1/2 |  | 1.5
CTB 1/4 | CTB 1/4 |  | 1.5
CTB 1/8 | CTB 1/8 |  | 1.5
CTO FULL | CTO FULL |  | 1.5
CTO 3/4 | CTO 3/4 |  | 1.5
CTO 1/2 | CTO 1/2 |  | 1.5
CTO 1/4 | CTO 1/4 |  | 1.5
CTO 1/8 | CTO 1/8 |  | 1.5
CT STRAW FULL | CT STRAW FULL |  | 1.5
CT STRAW 1/2 | CT STRAW 1/2 |  | 1.5
CT STRAW 1/4 | CT STRAW 1/4 |  | 1.5
CT STRAW 1/8 | CT STRAW 1/8 |  | 1.5
FULL CTO + ND 03 | FULL CTO + ND 03 |  | 1.5
FULL CTO + ND 06 | FULL CTO + ND 06 |  | 1.5
LCT YELLOW - Y0 | LCT YELLOW - Y0 |  | 1.5
WHY FLAME GREEN | WHY FLAME GREEN |  | 1.5
HMI - TUSGTENE | HMI - TUSGTENE |  | 1.5
CID TUSGTENE | CID TUSGTENE |  | 1.5
CIS TUSGTENE | CIS TUSGTENE |  | 1.5
ND 03 | ND 03 |  | 1.5
ND 06 | ND 06 |  | 1.5
ND 09 | ND 09 |  | 1.5
ND 1,2 | ND 1,2 |  | 1.5
ND 1,5 | ND 1,5 |  | 1.5
LEE FLUO 5700 K° | LEE FLUO 5700 K° |  | 1.5
LEE FLUO 4300 K° | LEE FLUO 4300 K° |  | 1.5
LEE FLUO 3600 K° | LEE FLUO 3600 K° |  | 1.5
LEE FLUO GREEN | LEE FLUO GREEN |  | 1.5
MINUS GREEN FULL | MINUS GREEN FULL |  | 1.5
MINUS GREEN 1/2 | MINUS GREEN 1/2 |  | 1.5
MINUS GREEN 1/4 | MINUS GREEN 1/4 |  | 1.5
MINUS GREEN 1/8 | MINUS GREEN 1/8 |  | 1.5
PLUS GREEN FULL | PLUS GREEN FULL |  | 1.5
PLUS GREEN 1/2 | PLUS GREEN 1/2 |  | 1.5
PLUS GREEN 1/4 | PLUS GREEN 1/4 |  | 1.5
PLUS GREEN 1/8 | PLUS GREEN 1/8 |  | 1.5
1.5
DIFFUSEURS | DIFFUSION
WHITE DIFFUSION GRANDE LARGEUR | WHITE DIFFUSION HIGH WIDTH |  | 1.5
WHITE DIFFUSION | WHITE DIFFUSION |  | 1.5
WHITE DIFFUSION 1/2 | WHITE DIFFUSION 1/2 |  | 1.5
WHITE DIFFUSION 1/4 | WHITE DIFFUSION 1/4 |  | 1.5
WHITE DIFFUSION 1/8 | WHITE DIFFUSION 1/8 |  | 1.5
HIGHLIGHT | HIGHLIGHT |  | 1.5
1/2 HIGHLIGHT | 1/2 HIGHLIGHT |  | 1.5
HAMPSHIRE FROST | HAMPSHIRE FROST |  | 1.5
HOLLYWOOD FROST | HOLLYWOOD FROST |  | 1.5
HAMPSHIRE FROST 1/2 | HAMPSHIRE FROST 1/2 |  | 1.5
HAMPSHIRE FROST 1/4 | HAMPSHIRE FROST 1/4 |  | 1.5
HAMPSHIRE FROST 1/8 | HAMPSHIRE FROST 1/8 |  | 1.5
BRUSHED SILK | BRUSHED SILK |  | 1.5
OPAL TOUGH FROST | OPAL TOUGH FROST |  | 1.5
LIGHT OPAL FROST | LIGHT OPAL FROST |  | 1.5
FULL ROLLUX | FULL ROLLUX |  | 1.5
ROLLUX 1/2 | ROLLUX 1/2 |  | 1.5
SOFT FROST | SOFT FROST |  | 1.5
1/2 SOFT FROST | 1/2 SOFT FROST |  | 1.5
GRID CLOTH | GRID CLOTH |  | 1.5
LIGHT GRID CLOTH | LIGHT GRID CLOTH |  | 1.5
FULL TOUGH SPUN | FULL TOUGH SPUN |  | 1.5
1/2 TOUGH SPUN | 1/2 TOUGH SPUN |  | 1.5
1/4 TOUGH SPUN | 1/4 TOUGH SPUN |  | 1.5
SILENT FROST | SILENT FROST |  | 1.5
HEAVY FROST | HEAVY FROST |  | 1.5
WHITE FROST | WHITE FROST |  | 1.5
BLUE FROST | BLUE FROST |  | 1.5
BLEU DIFFUSION | BLUE DIFFUSION |  | 1.5
LEE LUX | LEE LUX
ULTRA VIOLET | ULTRA VIOLET
LEE UV | LEE UV |  | 1.5
SUPER HEAT SHIELD | SUPER HEAT SHIELD |  | 1.5
ROULEAU 7,62 X 0,61 M | SCROLL 7,62 X 0,61 M |  | 1.5
FEUILLE 1 X 0,61 M | SHEET 1 X 0,61 M |  | 1.5
POLARISANTE 1,27 X 0,48 M | POLARISING 1,27 X 0,48 M |  | 1.5
REFLECTEURS | REFLECTORS
BLACK SCRIM | BLACK SCRIM |  | 1.5
LEE SCRIM | LEE SCRIM |  | 1.5
MIRROR SILVER | MIRROR SILVER |  | 1.5
REFLECTEUR H | REFLECTOR H |  | 1.5
SOFT GOLD REFLECTEUR | SOFT GOLD REFLECTOR |  | 1.5
SOFT SILVER REFLECTEUR | SOFT SILVER REFLECTOR |  | 1.5
MIRROR GOLD | MIRROR GOLD |  | 1.5
GELATINE COLOREES | COLOR GELS
ROSE PINK | ROSE PINK |  | 1.5
LAVENDER | LAVENDER |  | 1.5
MEDIUM BASTARD AMBER | MEDIUM BASTARD AMBER |  | 1.5
PALE YELLOW | PALE YELLOW |  | 1.5
DARK SALMON | DARK SALMON |  | 1.5
PALE AMBER GOLD | PALE AMBER GOLD |  | 1.5
MEDIUM YELLOW | MEDIUM YELLOW |  | 1.5
STRAW TINT | STRAW TINT |  | 1.5
DEEP STRAW | DEEP STRAW |  | 1.5
SURPRISE PEACH | SURPRISE PEACH |  | 1.5
FIRE | FIRE |  | 1.5
MEDIUM AMBER | MEDIUM AMBER |  | 1.5
GOLD AMBER | GOLD AMBER |  | 1.5
DARK AMBER | DARK AMBER |  | 1.5
SCARLET | SCARLET |  | 1.5
SUNSET RED | SUNSET RED |  | 1.5
BRIGHT RED | BRIGHT RED |  | 1.5
MEDIUM RED | MEDIUM RED |  | 1.5
PLASA RED | PLASA RED |  | 1.5
LIGHT PINK | LIGHT PINK |  | 1.5
MEDIUM PINK | MEDIUM PINK |  | 1.5
PINK CARNATION | PINK CARNATION |  | 1.5
DARK MAGENTA | DARK MAGENTA |  | 1.5
ROSE PURPLE | ROSE PURPLE |  | 1.5
LIGHT LAVENDER | LIGHT LAVENDER |  | 1.5
PALE LAVENDER | PALE LAVENDER |  | 1.5
LAVENDER | LAVENDER |  | 1.5
MIST BLUE | MIST BLUE |  | 1.5
PALE BLUE | PALE BLUE |  | 1.5
SKY BLUE | SKY BLUE |  | 1.5
TOKYO BLUE | TOKYO BLUE |  | 1.5
EVENING BLUE | EVENING BLUE |  | 1.5
JUST BLUE | JUST BLUE |  | 1.5
DEEPER BLUE | DEEPER BLUE |  | 1.5
LIME GREEN | LIME GREEN |  | 1.5
MOSS GREEN | MOSS GREEN |  | 1.5
DARK YELLOW GREEN | DARK YELLOW GREEN |  | 1.5
SPRING YELLOW | SPRING YELLOW |  | 1.5
YELLOW | YELLOW |  | 1.5
LIGHT AMBER | LIGHT AMBER |  | 1.5
STRAW | STRAW |  | 1.5
DEEP AMBER | DEEP AMBER |  | 1.5
ORANGE | ORANGE |  | 1.5
PRIMARY RED | PRIMARY RED |  | 1.5
LIGHT ROSE | LIGHT ROSE |  | 1.5
ENGLISH ROSE | ENGLISH ROSE |  | 1.5
LIGHT SALMON | LIGHT SALMON |  | 1.5
MIDDLE ROSE | MIDDLE ROSE |  | 1.5
DARK PINK | DARK PINK |  | 1.5
MAGENTA | MAGENTA |  | 1.5
PEACOCK BLUE | PEACOCK BLUE |  | 1.5
MEDIUM BLUE GREEN | MEDIUM BLUE GREEN |  | 1.5
STEEL BLUE | STEEL BLUE |  | 1.5
LIGHT BLUE | LIGHT BLUE |  | 1.5
DARK BLUE | DARK BLUE |  | 1.5
DEEP BLUE | DEEP BLUE |  | 1.5
LEE GREEN | LEE GREEN |  | 1.5
FERN GREEN | FERN GREEN |  | 1.5
DARK GREEN | DARK GREEN |  | 1.5
MAUVE | MAUVE |  | 1.5
SMOKEY PINK | SMOKEY PINK |  | 1.5
BRIGHT PINK | BRIGHT PINK |  | 1.5
CLEAR | CLEAR |  | 1.5
MARINE BLUE | MARINE BLUE |  | 1.5
MEDIUM BLUE | MEDIUM BLUE |  | 1.5
GOLDEN AMBER | GOLDEN AMBER |  | 1.5
DEEP GOLDEN AMBER | DEEP GOLDEN AMBER |  | 1.5
PALE LAVENDER | PALE LAVENDER |  | 1.5
SPECIAL LAVENDER | SPECIAL LAVENDER |  | 1.5
PALE GREEN | PALE GREEN |  | 1.5
PRIMARY GREEN | PRIMARY GREEN |  | 1.5
SUMMER BLUE | SUMMER BLUE |  | 1.5
BRIGHT BLUE | BRIGHT BLUE |  | 1.5
PALE VIOLET | PALE VIOLET |  | 1.5
PALE NAVY BLUE | PALE NAVY BLUE |  | 1.5
NO COLOUR BLUE | NO COLOUR BLUE |  | 1.5
APRICOT | APRICOT |  | 1.5
BRIGHT ROSE | BRIGHT ROSE |  | 1.5
GOLD TINT | GOLD TINT |  | 1.5
PALE GOLD | PALE GOLD |  | 1.5
PALE SALMON | PALE SALMON |  | 1.5
PALE ROSE | PALE ROSE |  | 1.5
CHOCOLATE | CHOCOLATE |  | 1.5
PINK | PINK |  | 1.5
DEEP ORANGE | DEEP ORANGE |  | 1.5
NO COLOUR STRAW | NO COLOUR STRAW |  | 1.5
SLATE BLUE | SLATE BLUE |  | 1.5
BASTARD AMBER | BASTARD AMBER |  | 1.5
FLAME RED | FLAME RED |  | 1.5
DAYLIGHT BLUE | DAYLIGHT BLUE |  | 1.5
PALE RED | PALE RED |  | 1.5
LILAC TINT | LILAC TINT |  | 1.5
DEEP LAVENDER | DEEP LAVENDER |  | 1.5
LAGOON BLUE | LAGOON BLUE |  | 1.5
DARK STEEL BLUE | DARK STEEL BLUE |  | 1.5
LOVING AMBER | LOVING AMBER |  | 1.5
CHROME ORANGE | CHROME ORANGE |  | 1.5
DARK LAVENDER | DARK LAVENDER |  | 1.5
CONGO BLUE | CONGO BLUE |  | 1.5
LIGHT RED | LIGHT RED |  | 1.5
MOONLIGHT BLUE | MOONLIGHT BLUE |  | 1.5
COSMETIC PEACH | COSMETIC PEACH |  | 1.5
COSMETIC BURGUNDY | COSMETIC BURGUNDY |  | 1.5
COSMETIC SILVER ROSE | COSMETIC SILVER ROSE |  | 1.5
COSMETIC ROUGE | COSMETIC RED |  | 1.5
COSMETIC HIGHLIGHT | COSMETIC HIGHLIGHT |  | 1.5
COSMETIC SILVER MOSS | COSMETIC SILVER MOSS |  | 1.5
COSMETIC EMERALD | COSMETIC EMERALD |  | 1.5
COSMETIC AQUA BLUE | COSMETIC AQUA BLUE |  | 1.5
FLESH PINK | FLESH PINK |  | 1.5
ROSY AMBER | ROSY AMBER |  | 1.5
SURPRISE PINK | SURPRISE PINK |  | 1.5
ZENITH BLUE | ZENITH BLUE |  | 1.5
TRUE BLUE | TRUE BLUE |  | 1.5
ALICE BLUE | ALICE BLUE |  | 1.5
PALACE BLUE | PALACE BLUE |  | 1.5
HAMBURG FROST | HAMBURG FROST |  | 1.5
SOFT GREEN | SOFT GREEN |  | 1.5
JADE | JADE |  | 1.5
MALLARD GREEN | MALLARD GREEN |  | 1.5
FOREST GREEN | FOREST GREEN |  | 1.5
FOLLIES PINK | FOLLIES PINK |  | 1.5
SPECIAL ROSE PINK | SPECIAL ROSE PINK |  | 1.5
PLUM | PLUM |  | 1.5
SPECIAL MEDIUM LAVENDER | SPECIAL MEDIUM LAVENDER |  | 1.5
VIOLET | VIOLET |  | 1.5
FUSCHIA PINK | FUSCHIA PINK |  | 1.5
GLACIER BLUE | GLACIER BLUE |  | 1.5
LIGHTER BLUE | LIGHTER BLUE |  | 1.5
SPECIAL STEEL BLUE | SPECIAL STEEL BLUE |  | 1.5
SPECIAL MEDIUM | SPECIAL MEDIUM |  | 1.5
CORNFLOWER | CORNFLOWER |  | 1.5
30 CYAN | 30 CYAN |  | 1.5
HAUTE TEMPERATURE | HIGH TEMPERATURE
MEDIUM BASTARD AMBER | MEDIUM BASTARD AMBER |  | 1.5
PALE YELLOW | PALE YELLOW |  | 1.5
DARK SALMON | DARK SALMON |  | 1.5
PALE AMBER GOLD | PALE AMBER GOLD |  | 1.5
MEDIUM YELLOW | MEDIUM YELLOW |  | 1.5
STRAW TINT | STRAW TINT |  | 1.5
DEEP STRAW | DEEP STRAW |  | 1.5
FIRE | FIRE |  | 1.5
MEDIUM AMBER | MEDIUM AMBER |  | 1.5
GOLDEN AMBER | GOLDEN AMBER |  | 1.5
DARK AMBER | DARK AMBER |  | 1.5
SCARLET | SCARLET |  | 1.5
BRIGHT RED | BRIGHT RED |  | 1.5
MEDIUM RED | MEDIUM RED |  | 1.5
LIGHT PINK | LIGHT PINK |  | 1.5
MEDIUM PINK | MEDIUM PINK |  | 1.5
DARK MAGENTA | DARK MAGENTA |  | 1.5
LIGHT LAVENDER | LIGHT LAVENDER |  | 1.5
PALE LAVENDER | PALE LAVENDER |  | 1.5
LAVENDER | LAVENDER |  | 1.5
MIST BLUE | MIST BLUE |  | 1.5
PALE BLUE | PALE BLUE |  | 1.5
JUST BLUE | JUST BLUE |  | 1.5
DEEPER BLUE | DEEPER BLUE |  | 1.5
MOSS GREEN | MOSS GREEN |  | 1.5
DARK YELLOW GREEN | DARK YELLOW GREEN |  | 1.5
PEACOCK BLUE | PEACOCK BLUE |  | 1.5
MEDIUM BLUE GREEN | MEDIUM BLUE GREEN |  | 1.5
LIGHT BLUE | LIGHT BLUE |  | 1.5
DARK BLUE | DARK BLUE |  | 1.5
DEEP BLUE | DEEP BLUE |  | 1.5
LEE GREEN | LEE GREEN |  | 1.5
FERN GREEN | FERN GREEN |  | 1.5
DARK GREEN | DARK GREEN |  | 1.5
MEDIUM BLUE | MEDIUM BLUE |  | 1.5
PRIMARY GREEN | PRIMARY GREEN |  | 1.5
BRIGHT BLUE | BRIGHT BLUE |  | 1.5
LAGOON BLUE | LAGOON BLUE |  | 1.5
CONGO BLUE | CONGO BLUE |  | 1.5
ZENITH BLUE | ZENITH BLUE |  | 1.5
ALICE BLUE | ALICE BLUE |  | 1.5
HAMBURG FROST | HAMBURG FROST |  | 1.5
ZENITH BLUE | ZENITH BLUE |  | 1.5
SPECIAL MEDIUM BLUE | SPECIAL MEDIUM BLUE |  | 1.5
SERIE 700 | SERIE 700
COLD BLUE | COLD BLUE |  | 1.5
COLOUR WASH BLUE | COLOUR WASH BLUE |  | 1.5
OCEAN BLUE | OCEAN BLUE |  | 1.5
OLD STEEL BLUE | OLD STEEL BLUE |  | 1.5
STEEL GREEN | STEEL GREEN |  | 1.5
VELVET GREEN | VELVET GREEN |  | 1.5
BROWN | BROWN |  | 1.5
WHEAT | WHEAT |  | 1.5
SUN COLOUR STRAW | SUN COLOUR STRAW |  | 1.5
NECTARINE | NECTARINE |  | 1.5
RUST | RUST |  | 1.5
BASTARD PINK | BASTARD PINK |  | 1.5
BLOOD RED | BLOOD RED |  | 1.5
LAMPES MSR | BULBS MSR
MSR 18 KW | MSR 18 KW
MSR 12 KW | MSR 12 KW
MSR 6 KW | MSR 6 KW
MSR 4 KW | MSR 4 KW
MSR 2500 W | MSR 2500 W
MSR 1200 W | MSR 1200 W
MSR 800W HR | MSR 800W HR
MSR 575 W | MSR 575 W
MSR 400 W HR | MSR 400 W HR
MSR 200 W HR | MSR 200 W HR
MSR 125 W | MSR 125 W
MSR 1200 HR-JOKER | MSR 1200 HR-JOKER
LAMPES HMI DOUBLE CULOT | BULBS HMI DOUBLE CULOT
HMI 18 KW | HMI 18 KW
HMI 12 KW | HMI 12 KW
HMI 6 KW | HMI 6 KW
HMI 4 KW | HMI 4 KW
HMI 2500 W | HMI 2500 W
HMI 1200 W | HMI 1200 W
HMI 575 W | HMI 575 W
HMI 400W | HMI 400W
HMI 200 W | HMI 200 W
LAMPES XENON | BULBS XENON
AF 1000 | AF 1000
XENON 7 KW | XENON 7 KW
XENON 4 KW | XENON 4 KW
TUBES FLUO | TUBES FLUO
TUBES 2,40M | 8 FT KINO TUBE
TUBES 1,80M | 6 FT KINO TUBE
TUBES 1,20M | 4 FT KINO TUBE
TUBES 0,60 M | 2 FT KINO TUBE |  | 0.4
TUBES 0,40 M | 18'' KINO TUBE |  | 0.3
DIVA | DIVA TUBE
BAR FLY | BAR FLY TUBE
VISTA | VISTA TUBE
PARABEAM | PARABEAM TUBE
0.1
TUBES 36/32 OSRAM | TUBES 36/32 OSRAM |  | 0.1
TUBES 36/72 | TUBES 36/72 |  | 0.1
TUBES 18/32 | TUBES 18/32 |  | 0.1
TUBES 18/72 | TUBES 18/72 |  | 0.1
TUBES DULUX 18 L 12 | TUBES DULUX 18 L 12 |  | 0.1
TUBES DULUX 18 L 32 | TUBES DULUX 18 L 32 |  | 0.1
TUBES DULUX 36 L 12 | TUBES DULUX 36 L 12 |  | 0.1
TUBES DULUX 36 L 32 | TUBES DULUX 36 L 32 |  | 0.1
LAMPES 1/4Z | BULBS 1/4Z
SIMPLE CULOT
CP 27 POUR 20 KW | CP 27 FOR 20 KW
CP ? POUR 12KW
CP 83 10KW | CP 83 10KW
CP 85 5kw
CP 32 2500-5000W | CP 32 2500-5000W
CP 41 2kw | CP 41
CP 40 1000W | CP 40 1000W
CP 30 1250-2500W | CP 30 1250-2500W
CP 29 | CP 29
CP 89 650w | CP 89 650w
CP 39 | CP 39
DYR 650 W | DYR 650 W
CP 82 500WMizard | CP 82 500WMizard
CP 81 300W Mizard | CP 81 300W Mizard
LT 150 W | LT 150 W
CRAYON
FEX Blonde 2KW | FEX Blonde 2KW
DXX Mandarine 800W | DXX ReadHead 800W
AMBIANCE 10 KW | AMBIANCE 10 KW
AMBIANCE 5 KW | AMBIANCE 5 KW
AMBIANCE 2 KW | AMBIANCE 2 KW
P 2/27 2kw
P2/12 1250 w | P2/12 1250 w
P 2/20 1000W | P 2/20
P 2/11 800 W | P 2/11 800 W
P 2/10 | P 2/10
FEP 1000 W | FEP 1000 W
IDE
IDE 2 KW E40 | IDE 2 KW
IDE 1000 W E40 | IDE 1000 W
IDE 500W E40
SVOBODA 24V 250W E40 | SVOBODA
10-1CTN Flood 500W Jour | 10-1CTN Flood 500W Day
10-1CTN Flood 500W Artif | 10-1CTN Flood 500W Artif
LAMPES PAR | BULBS PAR
RFL | RFL
DWE | DWE |  | 0.76
PAR 64
CP 60 1000W VNSP | CP 60 1000W 220V VNSP |  | 0.76
CP 61 1000W NSP | CP 61 1000W 220V NSP |  | 0.76
CP 62 1000W MEDIUM | CP 62 1000W 220V MEDIUM |  | 0.76
CP 90 1000W WIDE | CP90 1000W 220V WIDE FLOOD
CP 95 1000W NID D'ABEILLE | CP 95 1000W 220V VERY WIDE FLOOD
CP 86 500W VNSP | CP 86 500W VNSP
CP87 500W NSP | CP87 500W NSP
CP88 500W MFL | CP88 500W MFL
ACL 250W | ACL 250W
PAR 56 | PAR 56
PAR 36 | PAR 36
PAR 30 100W/10° | PAR 30 100W/10°
PAR 30 75W/10° | PAR 30 75W/10°
PAR 30 100W/30° | PAR 30 100W/30°
PAR 30 75W/30° | PAR 30 75W/30°
PAR 20 50W/10° | PAR 20 50W/10°
PAR 20 50W/25° | PAR 20 50W/25°
PAR 16 50W | PAR 16 50W
PAR 16 35W | PAR 16 35W
LAMPES DECOUPE | BULBS SILHOUETTE
IPR 12V 100W | IPR 12V 100W
IPR 24V 150W | IPR 24V 150W
HPL 575 W | HPL 575 W
T11 1000W | T11 1000W
CP 43 2 KW | CP 43 2 KW
EPX 90W 14,5V | EPX 90W 14,5V
LAMPE 12V 300W ETANCHE | LAMPE 12V 300W WATERPROFF
FBV 250W 30V | FBV 250W 30V